## Price
Part ## | Description
Smart-UPS VT
SUVTP10KHS | APC Smart-UPS VT 10kVA 400V, w/Internal Maintenance Bypass & Parallel Capability & StartUP
SUVTP10KH1B2S | APC Smart-UPS VT 10KVA 400V w/1 Batt Mod Exp to 2, Int Maint Bypass, Parallel Capable & StartUP
SUVTP10KH1B4S | APC Smart-UPS VT 10KVA 400V w/1 Batt Mod Exp to 4, Int Maint Bypass, Parallel Capable & StartUP
SUVTP10KH2B2S | APC Smart-UPS VT 10KVA 400V w/2 Batt Mod Exp to 2, Int Maint Bypass, Parallel Capable & StartUP
SUVTP10KH2B4S | APC Smart-UPS VT 10KVA 400V w/2 Batt Mod Exp to 4, Int Maint Bypass, Parallel Capable & StartUP
SUVTP10KH3B4S | APC Smart-UPS VT 10KVA 400V w/3 Batt Mod Exp to 4, Int Maint Bypass, Parallel Capable & StartUP
SUVTP10KH4B4S | APC Smart-UPS VT 10KVA 400V w/4 Batt Mod Exp to 4, Int Maint Bypass, Parallel Capable & StartUP
SUVTP15KHS | APC Smart-UPS VT 15kVA 400V, w/Internal Maintenance Bypass & Parallel Capability & StartUP
SUVTP15KH2B2S | APC Smart-UPS VT 15KVA 400V w/2 Batt Mod Exp to 2, Int Maint Bypass, Parallel Capable & StartUP
SUVTP15KH2B4S | APC Smart-UPS VT 15KVA 400V w/2 Batt Mod Exp to 4, Int Maint Bypass, Parallel Capable & StartUP
SUVTP15KH3B4S | APC Smart-UPS VT 15KVA 400V w/3 Batt Mod Exp to 4, Int Maint Bypass, Parallel Capable & StartUP
SUVTP15KH4B4S | APC Smart-UPS VT 15KVA 400V w/4 Batt Mod Exp to 4, Int Maint Bypass, Parallel Capable & StartUP
SUVTP20KHS | APC Smart-UPS VT 20kVA 400V, w/Internal Maintenance Bypass & Parallel Capability & StartUP
SUVTP20KH2B2S | APC Smart-UPS VT 20KVA 400V w/2 Batt Mod Exp to 2, Int Maint Bypass, Parallel Capable & StartUP
SUVTP20KH2B4S | APC Smart-UPS VT 20KVA 400V w/2 Batt Mod Exp to 4, Int Maint Bypass, Parallel Capable & StartUP
SUVTP20KH3B4S | APC Smart-UPS VT 20KVA 400V w/3 Batt Mod Exp to 4, Int Maint Bypass, Parallel Capable & StartUP
SUVTP20KH4B4S | APC Smart-UPS VT 20KVA 400V w/4 Batt Mod Exp to 4, Int Maint Bypass, Parallel Capable & StartUP
SUVTP30KHS | APC Smart-UPS VT 30kVA 400V, w/Internal Maintenance Bypass & Parallel Capability & StartUP
SUVTP30KH3B4S | APC Smart-UPS VT 30KVA 400V w/3 Batt Mod Exp to 4, Int Maint Bypass, Parallel Capable & StartUP
SUVTP30KH4B4S | APC Smart-UPS VT 30KVA 400V w/4 Batt Mod Exp to 4, Int Maint Bypass, Parallel Capable & StartUP
SUVTP40KHS | APC Smart-UPS VT 40kVA 400V, w/Internal Maintenance Bypass & Parallel Capability & StartUP
SUVTP40KH4B4S | APC Smart-UPS VT 40KVA 400V w/4 Batt Mod Exp to 4, Int Maint Bypass, Parallel Capable & StartUP
SUVTR30KH3B5S | APC Smart-UPS VT ISX 30kVA 400V w/3 batt mod. exp. to 5, w/PDU & startup
SUVTR30KH4B5S | APC Smart-UPS VT ISX 30kVA 400V w/4 batt mod. exp. to 5, w/PDU & startup
SUVTR30KH5B5S | APC Smart-UPS VT ISX 30kVA 400V w/5 batt mod., w/PDU & startup
SUVTR30KHS | APC Smart-UPS VT ISX 30kVA 400V w/PDU & startup
SUVTR40KH4B5S | APC Smart-UPS VT ISX 40kVA 400V w/4 batt mod. exp. to 5, w/PDU & startup
SUVTR40KH5B5S | APC Smart-UPS VT ISX 40kVA 400V w/5 batt mod., w/PDU & startup
SUVTR40KHS | APC Smart-UPS VT ISX 40kVA 400V w/PDU & startup
Smart-UPS VT Accessories
SUVTOPT009S | APC Smart-UPS VT Parallel Communications Kit, including Installation
SUVTOPT010 | APC Smart-UPS VT Parallel Maintenance Bypass Kit
SUVTOPT011 | APC Smart-UPS VT Parallel Operation Baying Kit
SUVTOPT012 | APC Dust Filter Kit for Smart-UPS VT Small Tower - Narrow (10/15/20kVA)
SUVTOPT013 | APC Dust Filter Kit for Smart-UPS VT Small Tower - Wide (30/40kVA)
SUVTBB10K20H | APC Smart-UPS VT 10-20kVA 400V Battery Breaker Box for Batteries 24Ah +/-200V DC to 42Ah +/-200V DC
SUVTBB10K40H | APC Smart-UPS VT 10-40kVA 400V Battery Breaker Box for Batteries 42Ah +/- 200V DC and above
SUVTOPT001 | APC Smart-UPS VT Conduit box for 13.85inch/352mm UPS Enclosure
SUVTOPT002 | APC Smart-UPS VT Conduit Box for 20.59inch/523mm UPS Enclosure
SUVTOPT003 | APC Smart-UPS VT Battery Lock Kit for 1 Batt. Module
SUVTOPT004 | APC Smart-UPS VT Baying Kit, 14inch/351mm UPS Enclosure to XR
SUVTOPT005 | APC Smart-UPS VT Baying Kit, 20inch/523mm UPS Enclosure to XR
SUVTOPT006 | APC Smart-UPS VT Baying Kit, XR to XR
SUVTOPT007 | APC Smart-UPS VT Battery Temperature Sensor for External Battery Cabinet
SUVTOPT101 | APC Smart-UPS VT Subfeed Distribution 400/230V, (12) C19 16A & (1) 40A 3P HW output
SUVTOPT102 | APC Smart-UPS VT Subfeed Distribution 400/230V, (12) C19 16A & (1) 50A 3P HW output
SUVTOPT103 | APC Smart-UPS VT Subfeed Distribution 400V, (2) CEE-32 32A & (3) IEC 309 - 16A
SUVTOPT110 | APC Smart-UPS VT Input Breaker for 30kVA/400V UPS
SUVTOPT111 | APC Smart-UPS VT Input Breaker for 40kVA/400V UPS
SUVTBXR2B6S | APC Smart-UPS VT Extended Run Frame, w/Breaker, 2 Batt. Modules Exp. to 6, and 5x8 Startup Service
SUVTBXR6B6S | APC Smart-UPS VT Extended Run Enclosure, w/Breaker, 6 Battery Modules and 5x8 Startup Service
SUVTXR2B6S | APC Smart-UPS VT Extended Run Frame w/2 Batt. Modules Exp. to 6 and 5x8 Startup Service
SUVTXR6B6S | APC Smart-UPS VT Extended Run Enclosure w/6 Batt. Modules and 5x8 Startup Service
Symmetra LX
SYA12K16I | APC Symmetra LX 12kVA scalable to 16kVA N+1 Tower, 220/230/240V or 380/400/415V
SYA12K16IXR | APC Symmetra LX 12kVA scalable to 16kVA N+1 Ext. Run Tower, 220/230/240V or 380/400/415V
SYA12K16RMI | APC Symmetra LX 12kVA Scalable to 16kVA N+1 Rack-mount, 220/230/240V or 380/400/415V
SYA16K16I | APC Symmetra LX 16kVA Scalable to 16kVA N+1 Tower, 220/230/240V or 380/400/415V
SYA16K16IXR | APC Symmetra LX 16kVA Scalable to 16kVA N+1 Ext. Run Tower, 220/230/240V or 380/400/415V
SYA16K16RMI | APC Symmetra LX 16kVA Scalable to 16kVA N+1 Rack-mount, 220/230/240V or 380/400/415V
SYA4K8I | APC Symmetra LX 4kVA Scalable to 8kVA N+1, 220/230/240V or 380/400/415V
SYA4K8RMI | APC Symmetra LX 4kVA Scalable to 8kVA N+1 Rack-mount, 220/230/240V or 380/400/415V
SYA8K16I | APC Symmetra LX 8kVA Scalable to 16kVA N+1 Tower, 220/230/240V or 480/400/415V
SYA8K16IXR | APC Symmetra LX 8kVA Scalable to 16kVA N+1 Ext. Run Tower, 220/230/240V or 380/400/415V
SYA8K16RMI | APC Symmetra LX 8kVA Scalable to 16kVA N+1 Rack-mount, 220/230/240V or 380/400/415V
SYA8K8I | APC Symmetra LX 8kVA Scalable to 8kVA N+1 Tower, 220/230/240 or 380/400/415V
SYAF16KI | APC Symmetra LX 16kVA N+1 Tower Frame, 220/230/240V or 380/400/415V
SYAF16KRMI | APC SYMMETRA LX 16kVA N+1 Rack-mount Frame, 220/230/240V OR 380/400/415V
SYAF16KXR9I | APC Symmetra LX 16kVA N+1 Ext. Run Tower Frame, 220/230/240V or 380/400/415V
SYAF8KRMI | APC SYMMETRA LX 8KVA N+1 Rack-mount FRAME, 220/230/240V OR 380/400/415V
Symmetra Battery Systems
SYARMXR3B3I | APC Symmetra LX Extended Run Rack-mount w/ 3 SYBT5, 230V
SYARMXR9B9I | APC Symmetra LX Extended Run Rack-mount w/ 9 SYBT5, 230V
SYAXR9B9I | APC SYMMETRA LX EXTENDED RUN TOWER W/9 SYBT5, 230V
SYBFXR3RMI | APC SYMMETRA LX 3 BATTERY RACK-MOUNT XR FRAME, 230V
SYBFXR9I | APC SYMMETRA LX 9 BATTERY TOWER XR FRAME, 230V
SYBFXR9RMI | APC SYMMETRA LX 9 BATTERY Rack-MOunt XR FRAME, 230V
Symmetra Extended Runtime Rack Mount - BTO (Built To Order)
SYRMXR2B4I | APC Symmetra RM XR Frame w/2 SYBT2 Scalable to 4 220-240V
SYRMXR4B4I | APC Symmetra RM XR Frame w/4 SYBT2, 220-240V
Symmetra Extended Runtime Rack Mount Frame
SYRMXR4I | APC SYMMETRA RM XR FRAME 220-240V
Symmetra Rackmount
SYH2K6RMI | APC Symmetra RM 2kVA Scalable to 6kVA N+1 220-240V
SYH4K6RMI | APC Symmetra RM 4kVA Scalable to 6kVA N+1 220-240V
SYH6K6RMI | APC Symmetra RM 6kVA Scalable to 6kVA N+1 220-240V
SYHF6KI | APC SYMMETRA RM 6KVA N+1 FRAME 220-240V
Symmetra PX
SY128K160H | APC Symmetra PX 128kW Scalable to 160kW, 400V
SY128K160H-PD | APC Symmetra PX 128kW Scalable to 160kW, 400V w/ Integrated Modular Distribution
SY160K160H | APC Symmetra PX 160kW, 400V
SY160K160H-PD | APC Symmetra PX 160kW 400V w/ Integrated Modular Distribution
SY16K48H-PD | APC Symmetra PX 16kW All-In-One, Scalable to 48kW, 400V
SY32K48H-PD | APC Symmetra PX 32kW All-In-One, Scalable to 48kW, 400V
SY32K160H | APC Symmetra PX 32kW Scalable to 160kW, 400V
SY32K160H-PD | APC Symmetra PX 32kW Scalable to 160kW, 400V w/ Integrated Modular Distribution
SY32K96H | APC Symmetra PX 32kW Scalable to 96kW, 400 V
SY32K96H-PD | APC Symmetra PX 32kW Scalable to 96kW 400V with Modular Power Distribution
SY48K48H-PD | APC Symmetra PX All-In-One 48kW Scalable to 48kW, 400V
SY64K96H | APC Symmetra PX 64kW Scalable to 96kW, 400V
SY64K96H-PD | APC Symmetra PX 64kW Scalable to 96kW 400V with Modular Power Distribution
SY64K160H | APC Symmetra PX 64kW Scalable to 160kW, 400V
SY64K160H-PD | APC Symmetra PX 64kW Scalable to 160kW, 400V w/ Integrated Modular Distribution
SY96K96H | APC Symmetra PX 96kW Scalable, 400V
SY96K96H-PD | APC Symmetra PX 96kW Scalable, 400V with Modular Power Distribution
SY96K160H | APC Symmetra PX 96kW Scalable to 160kW, 400V
SY96K160H-PD | APC Symmetra PX 96kW Scalable to 160kW, 400V w/ Integrated Modular Distribution
SYCF160KH | APC Symmetra PX Frame 160kW 400V
SYCF40KF | SYMMETRA PX 40KW FRAME, 208V
SYCF48KH | APC Symmetra PX 48kW All-In-One Frame, 400V
SYSW80KH | Symmetra PX 80kW Static Switch Module, 400V
SYCBTMON | SYMMETRA PX BATTERY MONITORING CARD
SYCDCI | SYMMETRA PX DISPLAY AND COMPUTER INTERFACE
SYCXRCOM | SYMMETRA PX XR COMMUNICATION CARD
SYSW40KH | SYMMETRA PX STATIC SWITCH MODULE, 400V
SYBT9-B4 | APC High Performance Battery Module for the Symmetra PX 160kW
SYBTU1-PLP | Symmetra PX Battery Unit
SYBTU2-PLP | APC Symmetra PX 9Ah Battery Unit, High Performance
SYCF8BF | SYMMETRA PX 80kW BATTERY FRAME
SYCF8BF-8 | SYMMETRA PX 80kW BATTERY FRAME W/8 BATT. MODULES, START-UP 7X24
SYCF8BFS | SYMMETRA PX 80kW BATTERY FRAME W/START-UP 7X24
SYCFXR8 | SYMMETRA PX 40kW EXTENDED RUN BATTERY FRAME
SYCFXR8-8 | SYMMETRA PX 40kW EXTENDED RUN BATTERY FRAME W/ 8 BATT. MODULES, START-UP 7X24
SYCFXR8S | SYMMETRA PX 40kW EXTENDED RUN BATTERY FRAME W/ START-UP 7X24
SYCFXR9 | APC Symmetra PX160 Battery Frame for 9 Battery Modules
SYCFXR9-9 | APC Symmetra PX160 Battery Frame with 9 Battery Modules & Start Up 7X24
SYCFXR9-S | APC Symmetra PX160 Battery Frame for 9 Battery Modules with Start up 7X24
Symmetra Modules
SYBT5 | APC Symmetra LX Battery Module
SYPM4KI | APC Symmetra LX 4kVA Power Module, 220/230/240V
SYMIM5 | APC Symmetra LX Intelligence Module
SYPM | APC Symmetra 4-16kVA Power Module (4kVA)
SYBATT | APC Symmetra 4-16kVA Battery Module
SYMIM2 | APC SYMMETRA MAIN INTELLIGENCE MODULE 2
SYRIM2 | APC SYMMETRA 4-16KVA REDUNDANT INTELLIGENCE MODULE
SYCC | APC SYMMETRA COMMUNICATIONS CARD
SYXRCC | SYMMETRA XR BATT COMM CARD
SYBT2 | APC Symmetra RM 2-6kVA Battery Module
SYBT3 | APC Symmetra RM 8-12kVA Battery Module
SYPM2KU | APC Symmetra RM 2-6kVA Power Module (2kVA)
SYPM4KU | APC Symmetra RM 8-12kVA Power Module (4kVA)
SYMIM3 | APC Symmetra RM main Intelligence Module
SYRIM3 | APC Symmetra RM 2-6kVA and 8-12kVA Redundant Intelligence Module
SYOPT1 | APC Symmetra RM 2-6kVA N+1 Floor Mount Kit w/Casters
SYAOPT1 | APC Symmetra LX 4-post rack-mounting rails
SYAOPT2 | APC Symmetra LX module CTO kit- UPS Frame
SYAOPT2XR3 | APC Symmetra LX module CTO kit- XR3 Frame
SYAOPT2XR9 | APC Symmetra LX module CTO kit- XR 9 Frame
SYAOPT4 | APC Symmetra LX basic battery cabinet cable
SYAOPT5I | APC SYMMETRA LX 4.5 METER BATTERY CABINET CABLE- 230V
SYOPT4I | APC Symmetra RM 4ft Extender Cable for 220-240V RM Battery Cabinet
SYPD4 | APC Symmetra RM 220-240V Backplate Kit w/(8) IEC320 C13 & (2) IEC320 C19
SYPD6 | APC SYMMETRA 208/240V Hardwire kit
SYPD8 | SY RM PDU 4XC19
SYPD9 | APC Symmetra RM 2-6kVA 230V Hardwire Kit
SYPD10 | Symmetra RM 230V backplate kit w/(2) IEC320 C19 and (1) IEC 60309
SYOPT12 | APC Symmetra LX/Symmetra RM Two Post Rail Kit
SYBT4 | Battery Module for Symmetra PX or Smart-UPS VT
SYMIM4 | Symmetra PX Intelligence Module
SYPM10K16H | APC Symmetra PX Power Module, 10/16kW, 400V
SYAFSU1 | APC Symmetra LX 5U replacement door
SYAFSU10L | APC Symmetra LX 19U left side panel
SYAFSU10R | APC Symmetra LX 19U right side panel
SYAFSU12L | APC Symmetra LX 32U left side panel
SYAFSU12R | APC Symmetra LX 32U right side panel
SYAFSU14 | APC Symmetra LX Input/Output wiring tray-200/208V
SYAFSU14I | APC Symmetra LX Input/Output wiring tray-230V
SYAFSU15 | APC Symmetra LX Communications Card
SYAFSU2 | APC Symmetra LX 13U replacement door
SYAFSU3 | APC Symmetra LX 19U replacement door
SYAFSU5 | APC Symmetra LX 32U replacement door
SYAFSU6 | APC Symmetra LX Castor kit- left front, right rear
SYAFSU7 | APC Symmetra LX Castor kit- right front, left rear
SYAFSU8 | APC Symmetra LX top panel
SYAFSU9L | APC Symmetra LX 13U left side panel
SYAFSU9R | APC Symmetra LX 13U right side panel
Service Bypass Panels (1 Phase)
SBP10KRMI4U | APC Service Bypass Panel- 230V; 100A; MBB; Hardwire input; IEC-320 output- (8) C13 (2) C19
SBP16KP | APC Service Bypass Panel- 200/208/240V; 100A; MBB; Hardwire input/output
SBP16KRMI4U | APC Service Bypass Panel- 230V; 100A; MBB; Hardwire input; (3) 30A Hardwire Output
SBP5000RMI2U | APC Service Bypass Panel- 230V; 50A; BBM; IEC320 C20/HW input; IEC-320 Output- (2) C19 (8) C13
SBP6KRMI2U | APC Service Bypass Panel- 230V; 50A; MBB; Hardwire input; (4) IEC-320 C19 Output
SBP3000 | APC Service Bypass Panel- 100-240V; 30A; BBM; Hardwire Input/Output
Rack-Mount Air Distrbution series
ACF001RF | APC REPLACEMENT FILTER AIR DIST UNIT
ACF002 | APC AIR DIST UNIT 2U RM 230/208V 50/60HZ
ACF115 | APC Rack Air Removal Unit SX Fan Assembly 100-240V 50/60 Hz
ACF126 | Rack Air Removal Unit SX Ducting Kit for 24" Ceiling Tiles
ACF127 | Rack Air Removal Unit SX Ducting Kit for 600mm Ceiling Tiles
ACF136 | Rack Air Removal Unit SX Frame for 600mm Wide Rack
ACF137 | Rack Air Removal Unit SX Frame for 750mm Wide Rack
ACF400 | Rack Air Removal Unit 100-240V 50/60HZ for NetShelter SX 600 mm Enclosure
ACF402 | Rack Air Removal Unit 100-240V 50/60HZ for NetShelter SX 750 mm Enclosure
ACF502 | Netshelter SX Roof Fan Tray 208-230 VAC
ACF504 | Netshelter SX Roof Fan Tray 208-230 VAC 750mm
ACF201BLK | Rack Side Air Distribution 2U 115V 60HZ
ACF202BLK | APC SIDE AIR DISTRIBUTION UNIT 2U RM 230/208 50/60HZ
AR7202 | Roof Match Kit for SX to VX, 750mm
Wiring Closet Ventilation Unit
ACF301 | Wiring Closet Ventilation Unit 100-240V 50/60HZ
ACF301EM | Wiring Closet Ventilation Unit with Environmental Management
ACF310 | Air Intake Grille for Wiring Closet Ventilation Unit
NetShelter
AR3104 | NetShelter SX 24U 600mm x 1070mm Deep Enclosure
AR3100 | NetShelter SX 42U 600mm Wide x 1070mm Deep Enclosure with Sides Black
AR3107 | NetShelter SX 48U 600mm Wide x 1070mm Deep Enclosure with Sides Black
AR3140 | NetShelter SX 42U 750mm Wide x 1070mm Deep Networking Enclosure with Sides
AR3150 | NetShelter SX 42U 750mm Wide x 1070mm Deep Enclosure with Sides Black
AR3150HACS | NetShelter SX 42U 750mm Wide x 1070mm Deep Enclosure without rear doors
AR3157 | NetShelter SX 48U 750mm Wide x 1070mm Deep Enclosure with Sides Black
AR3100HACS | NetShelter SX 42U 600mm Wide x 1070mm Deep Enclosure without rear doors
AR3200 | NetShelter SX Colocation 2 x 20U 600mm Wide x 1070mm Deep Enclosure with Sides Black
AR3300 | NetShelter SX 42U 600mm Wide x 1200mm Deep Enclosure
AR3307 | NetShelter SX 48U 600mm Wide x 1200mm Deep Enclosure
AR3340 | NetShelter SX 42U 750mm Wide x 1200mm Deep Networking Enclosure with Sides
AR3347 | NetShelter SX 48U 750mm Wide x 1200mm Deep Networking Enclosure with Sides
AR3350 | NetShelter SX 42U 750mm Wide x 1200mm Deep Enclosure
AR3357 | NetShelter SX 48U 750mm Wide x 1200mm Deep Enclosure
AR8016ABLK | NetShelter SX Side Channel Cable Trough
AR2400 | NetShelter SV 42U 600mm Wide x 1060mm Deep Enclosure with Sides Black
AR2400FP1 | NetShelter SV 42U 600mm Wide x 1060mm Deep Enclosure with Sides, Black, Single Rack Unassembled
AR2401 | NetShelter SV 42U 600mm Wide x 1060mm Deep Enclosure without Sides Black
AR2407 | NetShelter SV 48U 600mm Wide x 1060mm Deep Enclosure with Sides Black
AR2480 | NetShelter SV 42U 800mm Wide x 1060mm Deep Enclosure with Sides Black
AR2487 | NetShelter SV 48U 800mm Wide x 1060mm Deep Enclosure with Sides Black
AR2500 | NetShelter SV 42U 600mm Wide x 1200mm Deep Enclosure with Sides Black
AR2507 | NetShelter SV 48U 600mm Wide x 1200mm Deep Enclosure with Sides Black
AR2580 | NetShelter SV 42U 800mm Wide x 1200mm Deep Enclosure with Sides Black
AR2587 | NetShelter SV 48U 800mm Wide x 1200mm Deep Enclosure with Sides Black
AR100 | NetShelter WX 13U Glass Front Door Black
AR100HD | NetShelter WX 13U Vented Front Door Black
NetShelter CX
AR4000MV | NetShelter CX Mini Enclosure
AR4018IA | NetShelter CX 18U Secure Soundproofed Server Room in a Box Enclosure International
AR4018IX429 | NetShelter CX 18U 750 mm Wide x 1130 mm Deep Enclosure Black Finish Intl
AR4018IX430 | NetShelter CX 18U 750 mm Wide x 1130 mm Deep Enclosure Lt Grey Finish Intl
AR4018IX431 | NetShelter CX 18U 750 mm Wide x 1130 mm Deep Enclosure Dark Grey Finish Intl
AR4018IX432 | NetShelter CX 18U INTL 750 mm Wide x 1130 mm Deep Enclosure White Finish
AR4024IA | NetShelter CX 24U Secure Soundproofed Server Room in a Box Enclosure International
AR4024IX429 | NetShelter CX 24U 750 mm Wide x 1130 mm Deep Enclosure Black Finish Intl
AR4024IX430 | NetShelter CX 24U 750 mm Wide x 1130 mm Deep Enclosure Lt Grey Finish Intl
AR4024IX431 | NetShelter CX 24U 750 mm Wide x 1130 mm Deep Enclosure Dark Grey Finish Intl
AR4024IX432 | NetShelter CX 24U INTL 750 mm Wide x 1130 mm Deep Enclosure White Finish
AR4038IA | NetShelter CX 38U Secure Soundproofed Server Room in a Box Enclosure International
AR4038IX429 | NetShelter CX 38U 750 mm Wide x 1130 mm Deep Enclosure Black Finish Intl
AR4038IX430 | NetShelter CX 38U 750 mm Wide x 1130 mm Deep Enclosure Lt Grey Finish Intl
AR4038IX431 | NetShelter CX 38U 750 mm Wide x 1130 mm Deep Enclosure Dark Grey Finish Intl
AR4038IX432 | NetShelter CX 38U INTL 750 mm Wide x 1130 mm Deep Enclosure White Finish
NetShelter Accessories
AP9625 | APC 2-Post Mounting Kit for Smart-UPS and Symmetra
AR7000A | NetShelter SX 42U 600mm Wide Perforated Curved Door Black
AR7002 | NetShelter ValueLine 42U 600mm Wide Perforated Flat Door Black
AR7003 | NetShelter SX Colocation 20U 600mm Wide Perforated Curved Door Black
AR7007A | NetShelter SX 48U 600mm Wide Perforated Curved Door Black
AR7050A | NetShelter SX 42U 750mm Wide Perforated Curved Door Black
AR7057A | NetShelter SX 48U 750mm Wide Perforated Curved Door Black
AR7100 | NetShelter SX 42U 600mm Wide Perforated Split Doors Black
AR7102 | NetShelter VL 42U 600mm Wide Perforated Split Doors Black
AR7103 | NetShelter SX Colocation 20U 600mm Wide Perforated Split Doors Black
AR7107 | NetShelter SX 48U 600mm Wide Perforated Split Doors Black
AR7150 | NetShelter SX 42U 750mm Wide Perforated Split Doors Black
AR7157 | NetShelter SX 48U 750mm Wide Perforated Split Doors Black
AR7201 | NetShelter SX 600mm Wide x 1070mm Deep Standard Roof Black
AR7203 | Roof Match Kit for SX to VX, 600mm
AR7209 | NetShelter SX Roof Bridge to Facilitate Overhead Cabling
AR7501 | Vertical Cable Organizer, NetShelter ValueLine, 42U (Qty 2)
AR7211 | NetShelter SX 600mm Wide x 1200mm Deep Roof
AR7212 | NetShelter SX 750mm Wide x 1200mm Deep Roof
AR7222 | NetShelter ValueLine 600mm Wide x 1070mm Deep Standard Roof Black
AR7251 | NetShelter SX 750mm Wide x 1070mm Deep Standard Roof Black
AR7252 | NetShelter SX 750mm Wide x 1070mm Deep Networking Roof
AR7301 | NetShelter SX 42U 1070mm Deep Split Side Panels Black Qty 2
AR7302 | NetShelter ValueLine 42U 1070mm Deep Split Side Panel (Qty 2)
AR7303 | NetShelter SX 42U 1200mm Deep Split Side Panels Qty. (2)
AR7304 | NetShelter SX 48U 1200mm Deep Split Side Panels Qty. (2)
AR7371 | NetShelter SX 48U 1070mm Deep Split Side Panels Black Qty 2
AR7714 | NetShelter SX Roof Brush Strip
AR7715 | NetShelter SX Side Air Flow Duct Kit
AR7719 | NetShelter ValueLine Swivel Caster Kit (Qty = 4)
AR7742 | NetShelter SX 42U Nexus 7018 duct kit
AR7747 | NetShelter SX 48U Nexus 7018 duct kit
AR7751 | VED for 600mm Wide Short Range / Vertical Exhaust Duct Kit for SX Enclosure
AR7752 | VED for 600mm Wide Tall Range / Vertical Exhaust Duct Kit for SX Enclosure
AR7753 | VED for 750mm Wide Short Range / Vertical Exhaust Duct Kit for SX Enclosure
AR7754 | VED for 750mm Wide Tall Range / Vertical Exhaust Duct Kit for SX Enclosure
AR7755 | Overhead Cable Extension 600mm Wide / Vertical Exhaust Duct Kit for SX Enclosure
AR7756 | Overhead Cable Extension 750mm Wide / Vertical Exhaust Duct Kit for SX Enclosure
AR4000MV-FR | NetShelter CX Mini Fixed Rail Kit
AR4000MV12U | NetShelter CX Mini 12U Vertical Mounting Rail Kit
AR4601 | Net Shelter CX Bolt Down Kit
AR7502 | NetShelter SX 42U Vertical PDU Mount and Cable Organizer
AR7503 | NetShelter SX 42U 600mm Wide Recessed Rail Kit
AR7504 | NetShelter SX 48U 600mm Wide Recessed Rail Kit
AR7505 | Cable Tree for NetShelter SX
AR7511 | Narrow Vertical Cable Organizer, NetShelter SX, 42U
AR7572 | NetShelter SX 48U Vertical PDU Mount and Cable Organizer
AR7600 | NetShelter SX 42U/48U Baying Trim Kit Black
AR7580A | Vertical Cable Manager for NetShelter SX 750mm Wide 42U (Qty 2)
AR7581A | Hinged Covers for NetShelter SX 750mm Wide 42U Vertical Cable Manager (Qty 2)
AR7585 | Vertical Cable Manager for NetShelter SX 750mm Wide 45U (Qty 2)
AR7586 | Hinged Covers for NetShelter SX 750mm Wide 45U Vertical Cable Manager (Qty 2)
AR7588 | Vertical Cable Manager for NetShelter SX 750mm Wide 48U (Qty 2)
AR7589 | Hinged Covers for NetShelter SX 750mm Wide 48U Vertical Cable Manager (Qty 2)
AR7700 | NetShelter SX 600mm/750mm Stablilizer Plate
AR7701 | NetShelter SX Bolt-Down Kit
AR7711 | NetShelter Zero U Accessory Mounting Bracket
AR7706 | NetShelter SX 750mm Mounting Rail Brush Strips
AR7707 | NetShelter SX 750mm Cable Ring Set
AR7708 | NetShelter SX Air Recirculation Prevention Kit
AR7710 | Cable Containment Brackets with PDU Mounting Capability for NetShelter SX
AR7720 | KoldLok Integral Raised Floor Grommet
AR7730 | KoldLok Surface Mount Raised Floor Grommet
AR7740 | KoldLok Extended Raised Floor Grommet
AR7717A | Vertical Cable Manager for NetShelter SX 42U Networking Enclosure (Qty 4)
AR8006A | Equipment Support Rails for 600mm Wide Enclosure
AR8132A | Combination Lock Handles (Qty 2)
AR8207BLK | Wall-Mount Fan Tray 230 VAC Black
AR201 | NetShelter 2 Post Rack 45U #12-24 Threaded Holes Black
AR203A | NetShelter 4 Post Open Frame Rack 44U Square Holes
AR204A | NetShelter 4 Post Open Frame Rack 44U #12-24 Threaded Holes
AP9513 | MEASURE-UPS SWITCH KIT
AR8005 | #10-32 Hardware Kit
AR8008BLK | Side Channel Cable Trough - Black
AR8100 | M6 Hardware for 600mm Wide Enclosures
AR8101BLK | Blanking Panel Kit 19" Black (1U, 2U, 4U, 8U)
AR8105BLK | Fixed Shelf - 50lbs/23kg, Black
AR8108BLK | 1U Blanking Panel Kit 19" Black
AR8112BLK | Bolt-down Bracket Kit, Black
AR8122BLK | Fixed Shelf - 250lbs/114kg, Black
AR8123BLK | Sliding Shelf - 100lbs/45kg Black
AR8125 | Shelf, Adjustable 18"-25" 250 lb Black
AR8126ABLK | 17" Keyboard Drawer Black
AR8127BLK | 19" Rotating Keyboard Drawer Black
AR8128BLK | Sliding Shelf - 200lbs/91kg Black
AR8129 | 1U Cable Management Arm
AR8136BLK | APC 1U 19" Black Modular Toolless Blanking Panel - Qty 10
AR8136BLK200 | APC 1U 19" Black Modular Toolless Blanking Panel - Qty 200
AR8150BLK | Adapter Kit 23" to 19", Black
AR8395 | 20U Copper Busbar Kit for NetShelter AV Enclosures
AR8400 | 12-24 Hardware Kit
AR8162ABLK | Shielding Partition Solid 600mm wide Black
AR8163ABLK | Shielding Partition Pass-through 600mm wide Black
AR8165ABLK | Power Cable Ladder, 12" wide Black qty 1
AR8166ABLK | Ladder Bracket Kit
AR8169 | Ladder Clamp Kit
AR8172BLK | Shielding Partition Solid 750mm wide Black
AR8173BLK | Shielding Partition Pass-through 750mm wide Black
AR8177BLK | 750mm Wide Partition Brackets
AR8182BLK | Data Cable Partition, InfraStruXure PDU, 750mm Wide
AR8183BLK | Data Cable Partition, InfraStruXure PDU, 750mm Wide, pass-through
AR8184 | Cable Partition, 300mm
AR8186 | Bracket Kit, Cable Ladder Elevation
AR8190BLK | 3rd Party Shielding Roof Adapter
AR8355 | NetShelter WX Vented Gland Plates
AR8356 | NetShelter WX 13U Glass Front Door
AR8359 | NetShelter WX Caster Kit
AR8362BLK | NetShelter VX-VS 42U Split Rear Doors 600mm wide Black
AR8417 | NetShelter RS 4 Post Rack PDU Adapter Brackets
AP7152 | In-Line Current Meter, 16A, 230V, IEC309
AP7155 | In-Line Current Meter, 32A, 230V, IEC309
AP7175 | In-Line Current Meter, 32A, 230V, IEC309 3-PH
AP7721 | RACK ATS, 230V, 10A, C14 IN, (12) C13 OUT
AP7722A | Rack ATS, 16A, 230V, (2)IEC 309 in, (1)IEC 309 Out
AP7723 | Rack ATS, 1U, 230V, 16A, C20 In, (8)C19, (1)C13 Out
AP7724 | Rack ATS, 230V, 32A, IEC309 in, (16) C13 (2) C19 out
AP7768 | BRACKET KIT, REAR RAILS, RACK ATS
AP7769 | Sun Bracket Set for Rackmount KMM
AP9559 | Rack PDU,Basic, 1U, 16A,208&230V, (10)C13 & (2)C19
AP9568 | Rack PDU,Basic,Zero U,10A,230V, (15)C13
AP7811 | Rack PDU, Metered, 2U, 30A, 208V, (12) C13s & (4) C19
AP7820 | Rack PDU, Metered, 1U, 12A/208V, 10A/230V, (8) C13
AP7821 | Rack PDU, Metered, 1U, 16A, 208/230V, (8) C13
AP7822 | RACK PDU, METERED, 2U, 32A, 230V, (12) C13S & (4) C19
AP7867A | Rack PDU, Metered, Zero U, 14.4kW, 208V, (6) C19, High Temp
AP9569 | Cord Retention Bracket for Basic Rack PDUs
AR8113A | Cable Management Rings
AR8164AKIT | Data Cable Ladder 6" (15cm) wide
AR8165AKIT | Power Cable Ladder 12" (30cm) wide
AR8361BLK | 42U CURVED FRONT DOOR BLACK
AR8391BLK | 42U SEISMIC ROOF 1070MM DEEP BLACK
AR8392BLK | 42U SEISMIC LEFT SIDE PANEL 1070MM DEEP BLACK
AR8393BLK | 42U SEISMIC RIGHT SIDE PANEL 1070MM DEEP BLACK
AR8450A | 4 Post Open Frame Trough and Partiton Adapter
AR8425A | 1U Horizontal Cable Organizer Black
AR8426A | 2U Horizontal Cable Organizer Black
AR8427A | 2U Patch Cord Organizer Black
AR8428 | 2U Horizontal Cable Organizer w/ Pass-Thru Black
AR8429 | 1U Cable Pass-Thru w/ Brush Strip Black
AR8442 | Vertical Cable Organizer for NetShelter VX Channel
AR8443A | Vertical Fiber Organizer
AR8444 | Spools for Vertical Fiber Organizer Qty. (4)
AR8461 | Cable Ladder Corner Clamp Kit
AR8463 | Cable Ladder Stacking Kit
AR8465 | LADDER WALL TERMINATION KIT 6" & 12" WIDE
AR8560 | Cable Trough, Open Bottom, 600mm
AR8561 | Cable Trough, 600mm
AR8567 | Trough End Cap
AR8570 | Cable Trough, Open Bottom, PDU 750mm
AR8571 | Cable Trough, 750mm
AR8573 | Perforated Cover, Cable Trough, 300mm
AR8574 | Perforated Cover, Cable Trough, 600mm
AR8575 | Perforated Cover, Cable Trough, 750mm
AR8576 | Ladder Hanger Kit, Cable Trough
AR8579 | Grommet, Edge Protection for NetShelter and Acc., PVC, Length-4m
AR8580 | Cable Trough, Open Bottom, 300mm
AR8585 | Trough Adapter Kit for Nexus 7018 ducts
AR8603A | 2U Horizontal Cable Manager, 6" Fingers Top, Bottom Tie Down
AR8605 | 3U Horizontal Cable Manager, 6" Fingers top and bottom
AR8606 | 2U Horizontal Cable Manager, 6" Fingers top and bottom
AR8612 | 1U Horizontal Cable Manager, 6" deep, Single-Sided
AR8621 | Toolless Hook and Loop Cable Managers (Qty 10)
AR8654 | Cable Fall for NetShelter Racks and Enclosures (Qty 2)
AR8678 | CDX Side Cover, for Single Sided 84" Manager
AR8679 | CDX,Side Cover, for Double Sided 84" Manager
AP5012 | Sun Bracket Set for Rackmount KMM
AR7508 | NetShelter SX 42U 750mm Wide Recessed Rail Kit
AR7510 | NetShelter SX 42U, 23" EIA Mounting Rails, Square Holes Qty. (4)
AR7578 | NetShelter SX 48U 750mm Wide Recessed Rail Kit
SU032A | APC 4-POST RACKMOUNT RAILS
AP5717 | APC 17" Rack LCD Console
AP5717R | APC 17" Rack LCD Console - Russian
AP5719 | APC 19" Rack LCD Console
AP5808 | 17" Rack LCD Console with Integrated 8 Port Analog KVM Switch
AP5816 | 17" Rack LCD Console with Integrated 16 Port Analog KVM Switch
AR702400 | NetShelter SV 42U 600mm Wide Perforated Flat Door Black
AR702407 | NetShelter SV 48U 600mm Wide Perforated Flat Door Black
AR702480 | NetShelter SV 42U 800mm Wide Perforated Flat Door Black
AR702487 | NetShelter SV 48U 800mm Wide Perforated Flat Door Black
AR712107 | NetShelter SV 48U 600mm Wide Perforated Split Rear Doors
AR712187 | NetShelter SV 48U 800mm Wide Perforated Split Rear Doors
AR712400 | NetShelter SV 42U 600mm Wide Perforated Split Rear Doors
AR712480 | NetShelter SV 42U 800mm Wide Perforated Split Rear Doors
AR722400 | NetShelter SV 1060mm Deep 600mm Wide Roof
AR722480 | NetShelter SV 1060mm Deep 800mm Wide Roof
AR722500 | NetShelter SV 1200mm Deep 600mm Wide Roof
AR722580 | NetShelter SV 1200mm Deep 800mm Wide Roof
AR732400 | NetShelter SV 42U 1060mm Deep Side Panels Black
AR732407 | NetShelter SV 48U 1060mm Deep Side Panels Black
AR732500 | NetShelter SV 42U 1200mm Deep Side Panels Black
InfraStruXure InRow
ACAC10004 | InRow Roof Height Adapter, SX42U to VX42U 600 MM
ACAC10005 | InRow Bridge Partition, Data Cable 300 MM
ACAC10007 | InRow Roof Height Adapter, SX42U to SX48U 300 MM
ACAC10009 | InRow Roof Height Adapter, SX42U to SX48U 600 MM
ACAC10010 | InRow Bridge Partition, Data Cable 600 MM
ACAC10011 | 3FT (0.9M) SS FLEX PIPE KIT 1" MPT TO 1" FPT
ACAC10012 | 6FT (1.8M) SS FLEX PIPE KIT 1" MPT TO 1" FPT
ACAC10016 | 3ft (0.914m) Stainless Flex Pipe Kit 1.25" MPT to 1.5" NPSM, OFS, Female
ACAC10017 | 6ft (1.828m) Stainless Flex Pipe Kit 1.25" MPT to 1.5" NPSM, OFS, Female
ACAC20002 | CDU Flexible Fluid Piping - 300 Feet (91.4 Meters)
ACAC20003 | CDU Flexible Fluid Piping - 100 Feet (30.4 Meters)
ACAC20005 | CDU Flexible Fluid Piping Insulation - 100 Feet (30.4 Meters)
ACAC20006 | CDU Flexible Fluid Piping Couplings (4 per pack)
ACAC20008 | CDU Flexible Fluid Piping Clamp/Hanger (qty of 50)
ACAC20010 | CDU Flexible Fluid Piping Clamp/Hanger (qty of 10)
ACAC20012 | CDU Metric Pipe Connection Kit
ACFD12-B | Cooling Distribution Unit 12 Circuit, Bottom/Top Mains, Bottom Distribution Piping
ACFD12-T | Cooling Distribution Unit 12 Circuit, Bottom/Top Mains, Top Distribution Piping
ACAC10022 | Isolation Valve Assemblies, 1/2" ODF
ACRC501 | InRow RC, 600mm, Chilled Water, 460-480V, 60Hz
ACRP501 | InRow RP Chilled Water 460-480V 60Hz
ACAC75009 | InRow Receiver 17lb, R410A, 6" Diameter, 18" Length
ACRD100 | InRow RD, 300mm, Air Cooled, 208-230V, 60Hz
ACRD200 | InRow RD, 300mm, Fluid Cooled, 208-230V, 60Hz
ACRD501 | InRow RD, 600mm, Air Cooled, 460-480V, 60Hz
ACRP101 | InRow RP DX Air Cooled 460-480V 60Hz
ACAC10021 | InRow SC Bridge Trough, Power and Data Cables
ACSC101 | InfraStruXure InRow SC Air Cooled Self Contained 200-240V 50Hz
RACSC101E | InRow SC System 1 InRow SC 50Hz 1PH, 1 NetShelter SX Rack 600mm, and Rear Containment
RACSC112E | InRow SC System 1 InRow SC 50Hz 1PH, 1 NetShelter SX Rack 600mm, with Front and Rear Containment
RACSC201E | InRow SC System 2 InRow SC 50Hz 1PH units, 1 NetShelter SX Rack 600mm, and Rear Containment
ACAC74408 | Expansion Tank - 15 Gal. and Airtrol Fitting, FM
ACAC21000 | RDU Piping Kit, 1 Port
ACAC21002 | RDU Piping Kit, 2 Port
ACAC21004 | RDU Piping Kit, 3 Port
ACAC21005 | RDU Rack Door
ACAC21006 | RDU Piping Flange Kit - Refrigerant
ACAC21007 | 3ft (0.914m) Stainless Flex Pipe Kit - Rotolock
ACAC21008 | 6ft (1.828m) Stainless Flex Pipe Kit - Rotolock
ACAC21009 | 4.5ft (1.372m) Stainless Flex Pipe Kit - Rotolock
ACAC21010 | R-134a Connection Kit - Rotolock, 2 Supply, 2 Return
ACDA901 | Refrigerant Distribution Unit, 750mm, 100-240V, 50/60Hz
ACOA501 | InRow OA, 600mm, Pumped Refrigerant, 200-240V, 50/60Hz
ACRA101 | InRow RA, 300mm, Pumped Refrigerant, 200-240V, 50/60Hz
ACPL74091 | Plenum, 20" FT/RT/LT, FM 35-50 kW - BLACK
ACPL74098 | Plenum, 24" FT, FM 35-50 kW - BLACK
ACAC10023 | InRow Roof Height Adapter, SX42U to VX42U 750mm
ACAC10024 | InRow Roof Height Adapter, SX42U to SX48U 750mm
ACAC11000 | InRow OA Rack Mount Kit
ACAC11002 | InRow OA Mount Kit, 2200mm (3 Unit)
ACAC11003 | InRow OA Ceiling Containment Kit, 300-450mm
ACAC11004 | InRow OA Ceiling Containment Kit, 600mm
ACAC11005 | InRow OA Pipe Clamp Kit
ACAC11006 | InRow OA End Cap Kit
ACAC11007 | InRow OA Mount Kit, 1800mm (3 Unit)
ACAC11008 | InRow OA End Aisle Containment Kit - 42U
ACAC11009 | InRow OA End Aisle Containment Kit - 48U
Rack Air Containment
ACCS1000 | APC Rack Air Containment Rear Assembly for InRow RC/InRow SC
ACCS1001 | APC Rack Air Containment Rear Assembly for NetShelter SX 42U 600mm Wide
ACCS1002 | APC Rack Air Containment End Caps
ACCS1003 | APC Rack Air Containment Front Assembly for InRow RC/InRow SC
ACCS1004 | APC Rack Air Containment Front Assembly for InRow RP
ACCS1005 | APC Rack Air Containment Front Assembly for NetShelter SX 42U 600mm Wide
ACCS1006 | APC Rack Air Containment Rear Assembly for NetShelter SX 42U 750mm Wide
ACCS1007 | APC Rack Air Containment Front Assembly for NetShelter SX 42U 750mm Wide
ACCS1008 | APC Rack Air Containment, Front Assembly, InRow RA, 300mm
ACDC1005 | BAYING KIT - 900mm to 900mm
ACDC1006 | BAYING KIT - 1070mm to 900mm
ACDC1007 | BAYING KIT - 1070mm to 1070mm
ACDC1008 | PRIVACY PANEL FOR SYMMETRA PX AND XR FRAME
ACDC1009 | DOOR LOCK ASSY
ACDC1016 | Door and Frame Assembly SX to SX
ACDC1017 | Door and Frame Assembly SX to VX (VX Right Side)
ACDC1020 | Door and Frame Assembly VX to SX (VX Left Side)
ACDC1021 | Door and Frame Assembly VX to VX
NetBotz Access Control
AP9361 | APC Netbotz Rack Access PX - HID
AP9370-10 | APC NETBOTZ HID PROXIMITY CARDS - 10 PACK
InfraStruXure Central
AP9465 | InfraStruXure Central Basic
AP9470 | InfraStruXure Central 3.0 Standard
AP9475 | InfraStruXure Central 3.0 Enterprise
AP9480 | InfraStruXure Central 3.0 Standard Pilot Pak
AP9482 | InfraStruXure Central Basic Management Pack
AP9485 | InfraStruXure Central 3.0 Enterprise Pilot Pak
AP95100 | InfraStruXure Central, 100 Node License Only
AP951000 | InfraStruXure Central, 1000 Node License Only
AP9525 | InfraStruXure Central, 25 Node License Only
AP95500 | InfraStruXure Central, 500 Node License Only
AP95MODBUS | InfraStruXure Central Modbus TCP Output Module
Management
AP9435 | InfraStruXure Manager Incident Management Module
NBBN0510 | APC NetBotz Pilot Pack 500 Standard
NBRK0570 | NetBotz Rack Monitor 570
NBWL0355 | NetBotz Room Monitor 355 (without PoE Injector)
NBWL0356 | NetBotz Room Monitor 355 (with 120/240V PoE Injector)
NBRK0200 | NetBotz Rack Monitor 200
NBRK0201 | NetBotz Rack Monitor 200 (with 120/240V Power Supply)
NBRK0450 | NetBotz Rack Monitor 450
NBRK0451 | NetBotz Rack Monitor 450 (with 120/240V Power Supply)
NBWL0455 | NetBotz Room Monitor 455 (without PoE Injector)
NBWL0456 | NetBotz Room Monitor 455 (with 120/240V PoE Injector)
AP9320 | APC Environmental Management System
NetBotz Surveillance
NBAC0205 | APC NetBotz Camera Pod 120 Mounting Bracket
NBAC0221 | APC NetBotz Pod Mounting Kit
NBAC0218 | APC NetBotz Wide-Angle Lens, 4.8mm, Fixed Objective
NBPD0121 | APC NetBotz Camera Pod 120 with brkt and USB cable - 16ft/5m
NBPD0123 | APC NetBotz CCTV Adapter Pod 120 with USB cable - 16ft/5m
NBSV1000 | APC NetBotz Surveillance Base - 15 nodes
NBSV1005 | APC NetBotz Surveillance 5 Node License Add On
NBSV1010 | APC NetBotz Surveillance 10 Node Pack
NBSV1025 | APC NetBotz Surveillance 25 Node Pack
NetBotz Accessories & Sensors
NBAC0103 | APC NetBotz Universal Power Supply
NBAC0105 | APC NetBotz -48V Power Supply DC to DC
NBAC0106L | APC NetBotz Sensor Extender Cable LSZH - 50ft/15m
NBAC0106P | APC NetBotz Sensor Extender Cable Plenum- 50ft/15m
NBAC0109 | APC NetBotz Door Switch Cable Mini Din - 12ft/4m
NBAC0120L | APC NetBotz Sensor Extender Cable LSZH - 25ft/8m
NBAC0120P | APC NetBotz Sensor Extender Cable Plenum - 25ft/8m
NBAC0122 | Dual Power Supply (-5V/3.3V) for NetBotz 500
NBAC0236 | NetBotz Small Device Tray
NBDA1301 | APC Netbotz Amp Detector 6-13G (UK, Ireland)
NBDA1602 | APC Netbotz Amp Detector 6-16M (South Africa)
NBAC0206 | APC NetBotz Sensor Pod 120 Mounting Bracket
NBAC0209P | APC NetBotz USB Extender Repeater Cable, Plenum - 16ft/5m
NBAC0211L | APC NetBotz USB Cable, LSZH - 16ft/5m
NBAC0211P | APC NetBotz USB Cable, Plenum-rated - 16ft/5m
NBAC0212 | APC NetBotz Fiber Pod Extender - 1640ft/500m
NBAC0226 | APC NetBotz USB to Serial RS-232 DB-9 Adapter Cable - 6ft/1.8m
NBAC0231 | APC NetBotz 0-5V Sensor Cable
NBDA1501 | APC Netbotz Amp Detector 1-15 (for NEMA 5-15)
NBDA1601 | APC Netbotz Amp Detector 6-16C (Cont Europe)
NBDA20L1 | APC Netbotz Amp Detector 1-20L (for NEMA L5-20)
NBDA20L2 | APC Netbotz Amp Detector 6-20L (for NEMA L6-20)
NBDA30L1 | APC Netbotz Amp Detector 1-30L (for NEMA L5-30)
NBDA30L2 | Amp Detector 6-30L (for NEMA L6-30)
NBHN0171 | APC SX Rack Handle Kit (for NetBotz Rack Access Pod 170)
NBPD0170 | NetBotz Rack Access Pod 170 (pod only)
NBPD0171 | NetBotz Rack Access Pod 170 (for APC SX rack)
NBPD0172 | NetBotz Rack Access Pod 170 (for Chatsworth GlobalFrame rack)
NBAS0201 | APC NetBotz Extended Storage System (60GB) with Bracket
NBDC0001 | APC NetBotz Dry Contact Cable
NBDC0002 | APC NetBotz Door Switch Assembly - 50ft/15.2m
NBES0201 | APC NetBotz Particle Sensor PS100
NBFD0100B | APC NetBotz Fluid Detector FD100
NBPD0122 | APC NetBotz Sensor Pod 120
NBPD0129 | APC NetBotz 4-20mA Sensor Pod
NBTS0100 | APC NetBotz External Temperature Sensor
NBIP0021HP | APC Integration Pkg/HP OpenView V 6.4 Windows
NBAC0213L | NetBotz USB Latching Repeater Cable, LSZH - 5m
NBAC0213P | NetBotz USB Latching Repeater Cable, Plenum - 5m
NBAC0214L | NetBotz USB Latching Cable, LSZH - 5m
NBAC0214P | NetBotz USB Latching Cable, Plenum - 5m
NBAC0301 | Surface Mounting Brackets for NetBotz Room Monitor Appliance or Camera Pod
NBAC0302 | Rack Mounting Bracket for NetBotz Camera Pod 160
NBAC0303 | APC POE Injector
NBES0301 | NetBotz Spot Fluid Sensor - 15 ft.
NBES0302 | NetBotz Door Switch Sensor for Rooms or 3rd Party Racks - 50 ft.
NBES0303 | NetBotz Door Switch Sensors (2) for an APC Rack - 12 ft.
NBES0304 | NetBotz Dry Contact Cable - 15 ft.
NBES0305 | NetBotz 0-5V Cable - 15 ft.
NBES0306 | NetBotz Vibration Sensor - 12 ft.
NBES0307 | NetBotz Smoke Sensor - 10 ft.
NBES0308 | NetBotz Leak Rope Sensor - 20 ft.
NBES0309 | NetBotz Leak Rope Extension - 20 ft.
NBPD0150 | NetBotz Rack Sensor Pod 150
NBPD0155 | NetBotz Room Sensor Pod 155
NBPD0160 | NetBotz Camera Pod 160
NBWN0005 | NetBotz Advanced Software Pack #1
NBWN0006 | NetBotz Device Monitoring (Five Nodes) Pack
Capacity Manager
AP9110 | Data Center Operation: Capacity 10 Rack License
AP91100 | Data Center Operation: Capacity 100 Rack License
AP91200 | Data Center Operation: Capacity 200 Rack License
AP91500 | Data Center Operation: Capacity 500 Rack License
AP911000 | Data Center Operation: Capacity 1000 Rack License
AP912000 | Data Center Operation: Capacity 2000 Rack License
AP915000 | Data Center Operation: Capacity 5000 Rack License
Change Manager
AP9710 | Data Center Operation: Change 10 Rack License
AP97100 | Data Center Operation: Change 100 Rack License
AP97200 | Data Center Operation: Change 200 Rack License
AP97500 | Data Center Operation: Change 500 Rack License
AP971000 | Data Center Operation: Change 1000 Rack License
AP972000 | Data Center Operation: Change 2000 Rack License
AP975000 | Data Center Operation: Change 5000 Rack License
Software & Cables
AP9823 | Simple signalling Interface cable for UNIX (Novell Unixware, SCO Unix, Linux etc.)
AP9824LJ | UPS Communication Linux Cable Kit
AP9840 | Cisco Unity Express UPS Simple Signaling Cable
AP9815 | UPS INTERFACE EXTENSION
940-0020 | INTERFAC FOR LAN MAN/LANTASTIC
940-0024 | UPS-LINK CABLE KIT
Accessories
KVM-BN001 | APC 2X1X16 IP KVM with APC 17" Rack LCD and USB VM Server Module Bundle
KVM-LCDMOUNT | APC KVM 2G, LCD Rear Mounting Kit
KVM-PS2 | APC KVM 2G, Server Module, PS/2
KVM-PS2VM | APC KVM 2G, Server Module, PS/2 with Virtual Media
KVM-SERIAL | APC KVM 2G SERVER MODULE SERIAL
KVM-USB | APC KVM 2G SERVER MODULE USB
KVM-USBVM | APC KVM 2G, Server Module, USB with Virtual Media
KVM-USBVMCAC | APC KVM 2G, Server Module, USB with Virtual Media and CAC
KVM0108A | APC KVM 2G, Analog, 1 Local User, 8 Ports
KVM0116A | APC KVM 2G, Analog, 1 Local User, 16 ports
KVM1116P | APC KVM 2G, Digital/IP, 1 Remote User, 1 Local User, 16 ports with Virtual Media
KVM0216A | APC KVM 2G, Enterprise Analog, 2 Local Users, 16 ports with Virtual Media
KVM2116P | APC KVM 2G, Enterprise Digital/IP, 2 Remote Users, 1 Local User, 16 ports with Virtual Media
KVM2132P | APC KVM 2G, Enterprise Digital/IP, 2 Remote Users, 1 Local User, 32 ports with Virtual Media
AP9207 | APC SHARE-UPS (ACCESSORY)
AP9322 | Motion Sensor
AP9324 | Rack Beacon
AP9335T | APC Temperature Sensor
AP9335TH | APC Temperature & Humidity Sensor
AP9326 | Leak Ext. Cable
AP9319X452 | Sun brackets for AP9319
AP9340 | APC Environmental Manager
AP9512TBLK | Temp probe, Black
AP9512THBLK | Temp/Hum Probe,Black
AP9520T | A-LINK TEMPERATURE SENSOR W/DISPLAY
AP9520TH | A-Link Temperature/Humidity Sensor w/Display
AP5201 | 8 PORT MULTI-PLATFORM ANALOG KVM
AP5202 | 16 PORT MULTI-PLATFORM ANALOG KVM
AP5203 | APC REMOTE CONSOLE EXTENDER
AP5641 | APC KVM TO APC SWITCHED RACK PDU POWER MGMT CABLE
AP5821 | APC Integrated Rack LCD/KVM USB Cable - 6ft (1.8m)
AP5822 | APC Integrated Rack LCD/KVM USB Cable - 10ft (3m)
AP5823 | APC Integrated Rack LCD/KVM USB Cable - 17ft (5m)
AP5250 | PS/2 Cable - 6'
AP5253 | USB Cable - 6'
AP5254 | PS/2 Cable - 12'
AP5257 | APC KVM USB Cable - 12 ft (3.6 m)
AP5258 | APC KVM PS/2 Cable - 25 ft (7.6 m)
AP5261 | APC KVM USB Cable - 25 ft (7.6 m)
AP5262 | APC KVM Cascade Cable - 2 ft (0.6 m)
AP5263 | APC KVM Daisy-Chain Cable - 6 ft (1.8 m)
AP5264 | APC KVM PS/2 Cable - 3 ft (0.9 m)
AP9607 | APC SS SHARE-UPS ACCESSORY
AP9618 | NETWORK MANAGEMENT CARD WITH MODEM/ENVIRONMENTAL MONITOR
AP9630 | UPS Network Management Card 2
AP9631 | UPS Network Management Card 2 with Environmental Monitoring
AP9622 | MODBUS/JBUS INTERFACE CARD
AP9825I | UPS EXT CBL - ISOL 15M INTL
AR8422 | Fixed Shelf - 250lbs
AR8652 | Spacer Bracket for 4 Post Racks, 6" Wide (Qty 2)
AP7551 | Rack PDU,Basic,ZeroU,16A,230V,(20)C13 & (4)C19; IEC309
AP7552 | Rack PDU,Basic,ZeroU,16A,230V,(20)C13 & (4)C19; IEC C20
AP7553 | Rack PDU, Basic, Zero U, 32A, 230V, (20)C13 & (4)C19
AP7554 | Rack PDU,Basic,ZeroU,16A,230V,(20)C13 & (4)C19; IEC309, 10 ft Cord
AP7568 | Rack PDU,Basic,ZeroU,12.5kW,208V,(30)C13,(6)C19;3' Cord
AP7598 | Rack PDU,Basic,ZeroU,12.5kW,208V,(30)C13,(6)C19;10' Cord
AP7585 | Rack PDU Extender, Basic, 2U, 32A, 230V, (4) IEC C19
AP7526 | Rack PDU, Basic, 1U, 22kW, 230V, (6) C19
AP7555A | Rack PDU, Basic, Zero U, 22kW, 230V, (6) C19 & (3) C13
AP7557 | Rack PDU, Basic, Zero U, 11 kW, 230V, (36) C13 & (6) C19
AP9565 | Rack PDU, Basic, 1U, 16A, 208/230V, (12)C13
AP7850 | Rack PDU, Metered, Zero U, 10A, 230V, (16) C13
AP7855A | Rack PDU, Metered, Zero U, 22kW, 400V, (6) C19, for High Density Applications
AP9572 | Rack PDU, Basic, Zero U, 16A, 208/230V, (15) C13
AP7900 | Rack PDU, Switched, 1U, 15A, 100/120V, (8)5-15
AP7920 | Rack PDU, Switched, 1U, 12A, 208/230V, (8)C13
AP7921 | Rack PDU, Switched, 1U, 16A, 208/230V, (8)C13
AP7922 | Rack PDU, Switched, 2U, 32A, 230V, (16)C13
AP7950 | Rack PDU, Switched, Zero U, 10A, 230V, (16) C13
AP7968 | Rack PDU,Switched,ZeroU,12.5kW,208V,(21)C13&(3)C19;3 Cord
AP7998 | Rack PDU,Switched,ZeroU,12.5kW,208V,(21)C13&(3)C19;10 Cord
AP7516 | Rack PDU, Basic, 1U, 14.4kW, 208V, (6) C19
AP7532 | Rack PDU, Basic, Zero U, 30A, 120V, (24) 5-20
AP7541 | Rack PDU, Basic, Zero U, 30A, 200/208V, (20)C13 & (4)C19
AP7586 | Rack PDU Extender, Basic, 2U, 32A, 230V, (4) IEC 309-32
AP9551 | Rack PDU, Basic, Zero U, 20A, 120V, (14)5-15
AP9562 | Rack PDU, Basic, 1U, 15A, 120V, (10)5-15
AP9563 | Rack PDU, Basic, 1U, 20A, 120V, (10)5-20; 5-20P
AP9566 | Rack PDU, Basic, 1U, 16A, 208V, (12)C13
AP8953 | Rack PDU 2G, Switched, ZeroU, 32A, 230V, (21) C13 & (3) C19
AP8958 | Rack PDU 2G, Switched, ZeroU, 20A/208V, 16A/230V, (7) C13 & (1) C19
AP8958EU3 | Rack PDU 2G, Switched, ZeroU, 16A, 230V, (7) C13 & (1) C19, IEC309 Cord
AP8959 | Rack PDU 2G, Switched, ZeroU, 20A/208V, 16A/230V, (21) C13 & (3) C19
AP8959EU3 | Rack PDU 2G, Switched, ZeroU, 16A, 230V, (21) C13 & (3) C19, IEC309 Cord
AP8981 | Rack PDU 2G, Switched, ZeroU, 11kW, 230V, (21) C13 & (3) C19
AP8653 | Rack PDU 2G, Switched Plus, ZeroU, 32A, 230V, (21) C13 & (3) C19
AP8853 | Rack PDU 2G, Metered, ZeroU, 32A, 230V, (36) C13 & (6) C19
AP8858EU3 | Rack PDU 2G, Metered, ZeroU, 16A, 230V, (18) C13 & (2) C19, IEC309 Cord
AP8881 | Rack PDU 2G, Metered, ZeroU, 11kW, 230V, (36) C13 & (6) C19
AP8886 | Rack PDU 2G, Metered, ZeroU, 22.0kW(32A), 230V, (30) C13 & (12) C19
AP8958NA3 | Rack PDU 2G, Switched, ZeroU, 20A, 208V, (7) C13 & (1) C19, L620 Cord
AP8659EU3 | Rack PDU 2G, Metered by Outlet with Switching, ZeroU, 16A, 230V, (21) C13 & (3) C19
AP8681 | Rack PDU 2G, Metered by Outlet with Switching, ZeroU, 11.0kW, 230V, (21) C13 & (3) C19
AP9224110 | APC 24 Port 10/100 Ethernet Switch
AP9892 | PWR CORD, 16A, 100-230V, 2', C19 TO C20
AP9804 | 15' UPS-LINK CABLE
AP9807 | APC Communication Cable for Hitachi Thunder Storage
AP9825 | UPS EXT CBL - ISOL 15M/50FT
AP9827 | Cable USB A Keyed 10p10c RJ 85% BD w/Core
AP9600 | SMARTSLOT EXPANSION CHASSIS
AP9604BLK | Triple Chassis,Black
AP7400 | Bracket Kit, 0U PDU, Compaq/Dell
EPW9 | World Wide Emergency Power Off Nine Circuit System
PDBC100 | BRANCH MONITORING CIRCUIT BOARD (21 POSITIONS)
AP9920CS | APC Battery Management System Current Sensor
AP9920CS2000 | APC Battery Management Current Sensor - 2000 AMP
AP9921X | APC Battery Management System
AP9921XS | APC Battery Management System Expansion Module
AP9924 | APC Battery Management Harness - 5ft
AP9926 | APC Battery Management Harness - 50ft
AP9927 | APC Battery Management Harness - 100ft
Power Distribution.Modular Power Distribution
PDPM138H-5U | APC Modular Rack Distribution Panel, 138kW, 200A, 400V, 18 Pole, 5U
PDPM138H-R | APC Modular Rack-mounted Distribution Panel, 138kW, 200A, 400V, 18 Pole, 5U
PDPM144F | APC Modular Remote Power Panel, 144kVA, 400A, 208V, 72 Pole, 300mm
PDPM277H | APC Modular Remote Power Panel, 277kW, 400A, 400V, 72 Pole, 300mm
PDPM72F-5U | APC Modular Rack Distribution Panel, 72kVA, 200A, 208V, 18 Pole, 5U
PDUM160H-B | APC Modular IT Power Distribution Unit with 36 Poles, MBP and Battery Frame for 9 Modules, 400 V
Power Distribution. Modular Power Accessories
PDM1316IEC-3P | APC IT Power Distribution Module 3x1 Pole 3 Wire 16A 3xIEC309 300cm, 360cm, 420cm
PDM1320IEC-3P-1 | APC IT Power Distribution Module 3x1 Pole 3 Wire 20A 240V IEC309 260cm 380cm 500cm
PDM1332IEC-3P | APC IT Power Distribution Module 3x1 Pole 3 Wire 32A 3xIEC309 300cm, 360cm, 420cm
PDM1332IEC-3P-2 | APC IT Power Distribution Module 3x1 Pole 3 Wire 32A 3xIEC309 480cm, 540cm, 600cm
PDM1332IEC-3P-3 | APC IT Power Distribution Module 3x1 Pole 3 Wire 32A 3xIEC309 660cm, 720cm, 780cm
PDM2316IEC-3P30R-1 | Pwr Dist. Mod. 3X1 Pole 3 Wire RCD 16A 3XIEC309 300cm, 360cm, 420cm
PDM2316IEC-3P30R-2 | Power Dist, Mod. 3X1 Pole 3 Wire RCD 16A 3XIEC309 480cm, 540cm, 600cm
PDM2316IEC-3P30R-3 | Power Dist. Mod. 3X1 Pole 3 Wire RCD 16A 3XIEC309 660cm, 720cm, 780cm
PDM2332IEC-3P30R-1 | PWR Dist. Mod. 3x1 POLE 3 WIRE RCD 32A 3xIEC309 300CM, 360CM, 420CM
PDM2332IEC-3P30R-2 | Power Dist. Mod. 3x1 POLE 3 Wire RCD 32A 3xIEC309 480CM, 540CM, 600CM
PDM2332IEC-3P30R-3 | Power Dist. Mod. 3x1 POLE 3 Wire RCD 32A 3xIEC309 660CM, 720CM, 780CM
PDM316IEC-30R-1040 | Power Dist. Mod. 3 Pole 5 Wire RCD 16A 30mA IEC309 1040CM
PDM316IEC-30R-140 | Power Dist. Mod. 3 Pole 5 Wire RCD 16A 30mA IEC309 140CM
PDM316IEC-30R-320 | Power Dist. Mod. 3 Pole 5 Wire RCD 16A 30mA IEC309 320CM
PDM316IEC-30R-500 | Power Dist. Mod. 3 Pole 5 Wire RCD 16A 30mA IEC309 500CM
PDM316IEC-30R-680 | Power Dist. Mod. 3 Pole 5 Wire RCD 16A 30mA IEC309 680CM
PDM316IEC-30R-860 | Power Dist. Mod. 3 Pole 5 Wire RCD 16A 30mA IEC309 860CM
PDM332IEC-30R-1040 | Power Dist. Mod. 3 Pole 5 Wire RCD 32A 30mA IEC309 1040CM
PDM332IEC-30R-140 | Power Dist. Mod. 3 Pole 5 Wire RCD 32A 30mA IEC309 140CM
PDM332IEC-30R-320 | Power Dist. Mod. 3 Pole 5 Wire RCD 32A 30mA IEC309 320CM
PDM332IEC-30R-500 | Power Dist. Mod. 3 Pole 5 Wire RCD 32A 30mA IEC309 500CM
PDM332IEC-30R-680 | Power Dist. Mod. 3 Pole 5 Wire RCD 32A 30mA IEC309 680CM
PDM332IEC-30R-860 | Power Dist. Mod. 3 Pole 5 Wire RCD 32A 30mA IEC309 860CM
PDM3460IEC309-320 | APC IT Power Distribution Module 3 Pole 4 Wire 60A IEC309 320cm
PDM3516IEC-1040 | APC IT Power Distribution Module 3 Pole 5 Wire 16A IEC309 1040cm
PDM3516IEC-140 | APC IT Power Distribution Module 3 Pole 5 Wire 16A IEC309 140cm
PDM3516IEC-200 | APC IT Power Distribution Module 3 Pole 5 Wire 16A IEC309 200cm
PDM3516IEC-260 | APC IT Power Distribution Module 3 Pole 5 Wire 16A IEC309 260cm
PDM3516IEC-320 | APC IT Power Distribution Module 3 Pole 5 Wire 16A IEC309 320cm
PDM3516IEC-380 | APC IT Power Distribution Module 3 Pole 5 Wire 16A IEC309 380cm
PDM3516IEC-440 | APC IT Power Distribution Module 3 Pole 5 Wire 16A IEC309 440cm
PDM3516IEC-500 | APC IT Power Distribution Module 3 Pole 5 Wire 16A IEC309 500cm
PDM3516IEC-560 | APC IT Power Distribution Module 3 Pole 5 Wire 16A IEC309 560cm
PDM3516IEC-620 | APC IT Power Distribution Module 3 Pole 5 Wire 16A IEC309 620cm
PDM3516IEC-680 | APC IT Power Distribution Module 3 Pole 5 Wire 16A IEC309 680cm
PDM3516IEC-740 | APC IT Power Distribution Module 3 Pole 5 Wire 16A IEC309 740cm
PDM3516IEC-80 | APC IT Power Distribution Module 3 Pole 5 Wire 16A IEC309 80cm
PDM3516IEC-800 | APC IT Power Distribution Module 3 Pole 5 Wire 16A IEC309 800cm
PDM3516IEC-860 | APC IT Power Distribution Module 3 Pole 5 Wire 16A IEC309 860cm
PDM3516IEC-920 | APC IT Power Distribution Module 3 Pole 5 Wire 16A IEC309 920cm
PDM3516IEC-980 | APC IT Power Distribution Module 3 Pole 5 Wire 16A IEC309 980cm
PDM3532IEC-1040 | APC IT Power Distribution Module 3 Pole 5 Wire 32A IEC309 1040cm
PDM3532IEC-140 | APC IT Power Distribution Module 3 Pole 5 Wire 32A IEC309 140cm
PDM3532IEC-200 | APC IT Power Distribution Module 3 Pole 5 Wire 32A IEC309 200cm
PDM3532IEC-260 | APC IT Power Distribution Module 3 Pole 5 Wire 32A IEC309 260cm
PDM3532IEC-320 | APC IT Power Distribution Module 3 Pole 5 Wire 32A IEC309 320cm
PDM3532IEC-380 | APC IT Power Distribution Module 3 Pole 5 Wire 32A IEC309 380cm
PDM3532IEC-440 | APC IT Power Distribution Module 3 Pole 5 Wire 32A IEC309 440cm
PDM3532IEC-500 | APC IT Power Distribution Module 3 Pole 5 Wire 32A IEC309 500cm
PDM3532IEC-560 | APC IT Power Distribution Module 3 Pole 5 Wire 32A IEC309 560cm
PDM3532IEC-620 | APC IT Power Distribution Module 3 Pole 5 Wire 32A IEC309 620cm
PDM3532IEC-680 | APC IT Power Distribution Module 3 Pole 5 Wire 32A IEC309 680cm
PDM3532IEC-740 | APC IT Power Distribution Module 3 Pole 5 Wire 32A IEC309 740cm
PDM3532IEC-80 | APC IT Power Distribution Module 3-Pole 5-Wire 32A IEC309, 80cm
PDM3532IEC-800 | APC IT Power Distribution Module 3 Pole 5 Wire 32A IEC309 800cm
PDM3532IEC-860 | APC IT Power Distribution Module 3 Pole 5 Wire 32A IEC309 860cm
PDM3532IEC-920 | APC IT Power Distribution Module 3 Pole 5 Wire 32A IEC309 920cm
PDM3532IEC-980 | APC IT Power Distribution Module 3 Pole 5 Wire 32A IEC309 980cm
PDM3563IEC-1040 | APC IT Power Distribution Module 3 Pole 5 Wire 63A IEC309 1040cm
PDM3563IEC-200 | APC IT Power Distribution Module 3 Pole 5 Wire 63A IEC309 200cm
PDM3563IEC-260 | APC IT Power Distribution Module 3 Pole 5 Wire 63A IEC309 260cm
PDM3563IEC-320 | APC IT Power Distribution Module 3 Pole 5 Wire 63A IEC309 320cm
PDM3563IEC-380 | APC IT Power Distribution Module 3 Pole 5 Wire 63A IEC309 380cm
PDM3563IEC-440 | APC IT Power Distribution Module 3 Pole 5 Wire 63A IEC309 440cm
PDM3563IEC-500 | APC IT Power Distribution Module 3 Pole 5 Wire 63A IEC309 500cm
PDM3563IEC-560 | APC IT Power Distribution Module 3 Pole 5 Wire 63A IEC309 560cm
PDM3563IEC-620 | APC IT Power Distribution Module 3 Pole 5 Wire 63A IEC309 620cm
PDM3563IEC-680 | APC IT Power Distribution Module 3 Pole 5 Wire 63A IEC309 680cm
PDM3563IEC-740 | APC IT Power Distribution Module 3 Pole 5 Wire 63A IEC309 740cm
PDM3563IEC-800 | APC IT Power Distribution Module 3 Pole 5 Wire 63A IEC309 800cm
PDM3563IEC-860 | APC IT Power Distribution Module 3 Pole 5 Wire 63A IEC309 860cm
PDM3563IEC-920 | APC IT Power Distribution Module 3 Pole 5 Wire 63A IEC309 920cm
PDM3563IEC-980 | APC IT Power Distribution Module 3 Pole 5 Wire 63A IEC309 980cm
PDX316IEC-1080 | APC Modular IT Power Distribution Cable Extender 3 Wire 16A IEC309 1080cm
PDX316IEC-120 | APC Modular IT Power Distribution Cable Extender 3 Wire 16A IEC309 120cm
PDX316IEC-1200 | APC Modular IT Power Distribution Cable Extender 3 Wire 16A IEC309 1200cm
PDX316IEC-240 | APC Modular IT Power Distribution Cable Extender 3 Wire 16A IEC309 240cm
PDX316IEC-360 | APC Modular IT Power Distribution Cable Extender 3 Wire 16A IEC309 360cm
PDX316IEC-480 | APC Modular IT Power Distribution Cable Extender 3 Wire 16A IEC309 480cm
PDX316IEC-600 | APC Modular IT Power Distribution Cable Extender 3 Wire 16A IEC309 600cm
PDX316IEC-720 | APC Modular IT Power Distribution Cable Extender 3 Wire 16A IEC309 720cm
PDX316IEC-840 | APC Modular IT Power Distribution Cable Extender 3 Wire 16A IEC309 840cm
PDX316IEC-960 | APC Modular IT Power Distribution Cable Extender 3 Wire 16A IEC309 960cm
PDX332IEC-1080 | APC Modular IT Power Distribution Cable Extender 3 Wire 32A IEC309 1080cm
PDX332IEC-120 | APC Modular IT Power Distribution Cable Extender 3 Wire 32A IEC309 120cm
PDX332IEC-1200 | APC Modular IT Power Distribution Cable Extender 3 Wire 32A IEC309 1200cm
PDX332IEC-240 | APC Modular IT Power Distribution Cable Extender 3 Wire 32A IEC309 240cm
PDX332IEC-360 | APC Modular IT Power Distribution Cable Extender 3 Wire 32A IEC309 360cm
PDX332IEC-480 | APC Modular IT Power Distribution Cable Extender 3 Wire 32A IEC309 480cm
PDX332IEC-600 | APC Modular IT Power Distribution Cable Extender 3 Wire 32A IEC309 600cm
PDX332IEC-720 | APC Modular IT Power Distribution Cable Extender 3 Wire 32A IEC309 720cm
PDX332IEC-840 | APC Modular IT Power Distribution Cable Extender 3 Wire 32A IEC309 840cm
PDX332IEC-960 | APC Modular IT Power Distribution Cable Extender 3 Wire 32A IEC309 960cm
PDX516IEC-300 | APC Modular IT Power Distribution Cable Extender 5 Wire 16A IEC309 300cm
PDX516IEC-600 | APC Modular IT Power Distribution Cable Extender 5 Wire 16A IEC309 600cm
PDX516IEC309-3C19 | APC IT Power Distribution Cable Splitter 5 Wire 16A IEC309 to 3xC19
PDX532IEC-300 | APC Modular IT Power Distribution Cable Extender 5 Wire 32A IEC309 300cm
PDX532IEC-600 | APC Modular IT Power Distribution Cable Extender 5 Wire 32A IEC309 600cm
Cables
Data Distribution Cable
AR8451 | APC Data Distribution 1U Panel, Holds 4 each Data Distribution Cables for a Total of 24 Ports
AR8452 | APC Data Distribution 2U Panel, Holds 8 each Data Distribution Cables for a Total of 48 Ports
AR8457 | APC Data Distribution 0U SX Panel
DDCC5E-005 | APC Data Distribution Cable, CAT5e UTP CMR Gray, 6xRJ-45 Jack to 6xRJ-45 Jack, 5ft (1,5m)
DDCC5E-007 | APC Data Distribution Cable, CAT5e UTP CMR Gray, 6xRJ-45 Jack to 6xRJ-45 Jack, 7ft (2,1m)
DDCC5E-009 | APC Data Distribution Cable, CAT5e UTP CMR Gray, 6xRJ-45 Jack to 6xRJ-45 Jack, 9ft (2,7m)
DDCC5E-011 | APC Data Distribution Cable, CAT5e UTP CMR Gray, 6xRJ-45 Jack to 6xRJ-45 Jack, 11ft (3,3m)
DDCC5E-013 | APC Data Distribution Cable, CAT5e UTP CMR Gray, 6xRJ-45 Jack to 6xRJ-45 Jack, 13ft (3,9m)
DDCC5E-015 | APC Data Distribution Cable, CAT5e UTP CMR Gray, 6xRJ-45 Jack to 6xRJ-45 Jack, 15ft (4,5m)
DDCC5E-017 | APC Data Distribution Cable, CAT5e UTP CMR Gray, 6xRJ-45 Jack to 6xRJ-45 Jack, 17ft (5,1m)
DDCC5E-019 | APC Data Distribution Cable, CAT5e UTP CMR Gray, 6xRJ-45 Jack to 6xRJ-45 Jack, 19ft (5,7m)
DDCC5E-021 | APC Data Distribution Cable, CAT5e UTP CMR Gray, 6xRJ-45 Jack to 6xRJ-45 Jack, 21ft (6,4m)
DDCC5E-023 | APC Data Distribution Cable, CAT5e UTP CMR Gray, 6xRJ-45 Jack to 6xRJ-45 Jack, 23ft (7,0m)
DDCC5E-025 | APC Data Distribution Cable, CAT5e UTP CMR Gray, 6xRJ-45 Jack to 6xRJ-45 Jack, 25ft (7,6m)
DDCC5E-027 | APC Data Distribution Cable, CAT5e UTP CMR Gray, 6xRJ-45 Jack to 6xRJ-45 Jack, 27ft (8,2m)
DDCC5E-029 | APC Data Distribution Cable, CAT5e UTP CMR Gray, 6xRJ-45 Jack to 6xRJ-45 Jack, 29ft (8,8m)
DDCC5E-031 | APC Data Distribution Cable, CAT5e UTP CMR Gray, 6xRJ-45 Jack to 6xRJ-45 Jack, 31ft (9,4m)
DDCC5E-033 | APC Data Distribution Cable, CAT5e UTP CMR Gray, 6xRJ-45 Jack to 6xRJ-45 Jack, 33ft (10,0m)
DDCC5E-035 | APC Data Distribution Cable, CAT5e UTP CMR Gray, 6xRJ-45 Jack to 6xRJ-45 Jack, 35ft (10,6m)
DDCC5E-037 | APC Data Distribution Cable, CAT5e UTP CMR Gray, 6xRJ-45 Jack to 6xRJ-45 Jack, 37ft (11,2m)
DDCC5E-039 | APC Data Distribution Cable, CAT5e UTP CMR Gray, 6xRJ-45 Jack to 6xRJ-45 Jack, 39ft (11,8m)
DDCC5E-041 | APC Data Distribution Cable, CAT5e UTP CMR Gray, 6xRJ-45 Jack to 6xRJ-45 Jack, 41ft (12,5m)
DDCC5E-043 | APC Data Distribution Cable, CAT5e UTP CMR Gray, 6xRJ-45 Jack to 6xRJ-45 Jack, 43ft (13,1m)
DDCC5E-045 | APC Data Distribution Cable, CAT5e UTP CMR Gray, 6xRJ-45 Jack to 6xRJ-45 Jack, 45ft (13,7m)
DDCC5E-047 | APC Data Distribution Cable, CAT5e UTP CMR Gray, 6xRJ-45 Jack to 6xRJ-45 Jack, 47ft (14,3m)
DDCC5E-049 | APC Data Distribution Cable, CAT5e UTP CMR Gray, 6xRJ-45 Jack to 6xRJ-45 Jack, 49ft (14,9m)
DDCC5E-051 | APC Data Distribution Cable, CAT5e UTP CMR Gray, 6xRJ-45 Jack to 6xRJ-45 Jack, 51ft (15,5m)
DDCC5E-053 | APC Data Distribution Cable, CAT5e UTP CMR Gray, 6xRJ-45 Jack to 6xRJ-45 Jack, 53ft (16,1m)
DDCC5E-055 | APC Data Distribution Cable, CAT5e UTP CMR Gray, 6xRJ-45 Jack to 6xRJ-45 Jack, 55ft (16,7m)
DDCC5E-057 | APC Data Distribution Cable, CAT5e UTP CMR Gray, 6xRJ-45 Jack to 6xRJ-45 Jack, 57ft (17,3m)
DDCC5E-059 | APC Data Distribution Cable, CAT5e UTP CMR Gray, 6xRJ-45 Jack to 6xRJ-45 Jack, 59ft (17,9m)
DDCC5E-061 | APC Data Distribution Cable, CAT5e UTP CMR Gray, 6xRJ-45 Jack to 6xRJ-45 Jack, 61ft (18,5m)
DDCC5E-063 | APC Data Distribution Cable, CAT5e UTP CMR Gray, 6xRJ-45 Jack to 6xRJ-45 Jack, 63ft (19,2m)
DDCC5E-065 | APC Data Distribution Cable, CAT5e UTP CMR Gray, 6xRJ-45 Jack to 6xRJ-45 Jack, 65ft (19,8m)
DDCC5E-067 | APC Data Distribution Cable, CAT5e UTP CMR Gray, 6xRJ-45 Jack to 6xRJ-45 Jack, 67ft (20,4m)
DDCC5E-069 | APC Data Distribution Cable, CAT5e UTP CMR Gray, 6xRJ-45 Jack to 6xRJ-45 Jack, 69ft (21,0m)
DDCC5E-071 | APC Data Distribution Cable, CAT5e UTP CMR Gray, 6xRJ-45 Jack to 6xRJ-45 Jack, 71ft (21,6m)
DDCC5E-073 | APC Data Distribution Cable, CAT5e UTP CMR Gray, 6xRJ-45 Jack to 6xRJ-45 Jack, 73ft (22,2m)
DDCC5E-075 | APC Data Distribution Cable, CAT5e UTP CMR Gray, 6xRJ-45 Jack to 6xRJ-45 Jack, 75ft (22,8m)
GRAY CATEGORY 5 CABLE
3827GY-10 | APC CATEGORY 5 UTP 568B PATCH CABLE, GREY, RJ45M/RJ45M
3827GY-100 | APC CATEGORY 5 UTP 568B PATCH CABLE, GREY, RJ45M/RJ45M
3827GY-15 | APC CATEGORY 5 UTP 568B PATCH CABLE, GREY, RJ45M/RJ45M
3827GY-20 | APC CATEGORY 5 UTP 568B PATCH CABLE, GREY, RJ45M/RJ45M
3827GY-25 | APC CATEGORY 5 UTP 568B PATCH CABLE, GREY, RJ45M/RJ45M
3827GY-30 | APC CATEGORY 5 UTP 568B PATCH CABLE, GREY, RJ45M/RJ45M
3827GY-35 | APC CATEGORY 5 UTP 568B PATCH CABLE, GREY, RJ45M/RJ45M
3827GY-40 | APC CATEGORY 5 UTP 568B PATCH CABLE, GREY, RJ45M/RJ45M
3827GY-5 | APC CATEGORY 5 UTP 568B PATCH CABLE, GREY, RJ45M/RJ45M
3827GY-50 | APC CATEGORY 5 UTP 568B PATCH CABLE, GREY, RJ45M/RJ45M
3827GY-75 | APC CATEGORY 5 UTP 568B PATCH CABLE, GREY, RJ45M/RJ45M
BLACK CATEGORY 5 CABLE
3827BK-10 | APC CATEGORY 5 UTP 568B PATCH CABLE, BLACK, RJ45M/RJ45M
Power Cords
0M-0213-005 | CORDSET 2.5MM 3W IEC309R 1.5M
0M-0213-007 | CORDSET 2.5MM 3W IEC309R 2.1M
0M-0213-009 | CORDSET 2.5MM 3W IEC309R 2.7M
0M-0213-011 | CORDSET 2.5MM 3W IEC309R 3.3M
0M-0213-013 | CORDSET 2.5MM 3W IEC309R 3.9M
0M-0213-015 | CORDSET 2.5MM 3W IEC309R 4.5M
0M-0213-017 | CORDSET 2.5MM 3W IEC309R 5.1M
0M-0213-019 | CORDSET 2.5MM 3W IEC309R 5.7M
0M-0213-021 | CORDSET 2.5MM 3W IEC309R 6.4M
0M-0213-023 | CORDSET 2.5MM 3W IEC309R 7M
0M-0213-025 | CORDSET 2.5MM 3W IEC309R 7.6M
0M-0213-027 | CORDSET 2.5MM 3W IEC309R 8.2M
0M-0213-029 | CORDSET 2.5MM 3W IEC309R 8.8M
0M-0213-031 | CORDSET 2.5MM 3W IEC309R 9.4M
0M-0213-033 | CORDSET 2.5MM 3W IEC309R 10M
0M-0213-035 | CORDSET 2.5MM 3W IEC309R 10.6M
0M-0213-037 | CORDSET 2.5MM 3W IEC309R 11.2M
0M-0213-039 | CORDSET 2.5MM 3W IEC309R 11.8M
0M-0213-041 | CORDSET 2.5MM 3W IEC309R 12.5M
0M-0213-043 | CORDSET 2.5MM 3W IEC309R 13.1M
0M-0213-045 | CORDSET 2.5MM 3W IEC309R 13.7M
0M-0213-047 | CORDSET 2.5MM 3W IEC309R 14.3M
0M-0213-049 | CORDSET 2.5MM 3W IEC309R 14.9M
0M-0213-051 | CORDSET 2.5MM 3W IEC309R 15.5M
0M-0213-053 | CORDSET 2.5MM 3W IEC309R 16.1M
0M-0213-055 | CORDSET 2.5MM 3W IEC309R 16.7M
0M-0213-057 | CORDSET 2.5MM 3W IEC309R 17.3M
0M-0213-059 | CORDSET 2.5MM 3W IEC309R 17.9M
0M-0213-061 | CORDSET 2.5MM 3W IEC309R 18.5M
0M-0213-063 | CORDSET 2.5MM 3W IEC309R 19.2M
AP8758 | Power Cord, Locking C19 to IEC309-16A, 3.0m
AP9870 | Pwr Cord, 10A, 100-230V, C13 to C14
AP9887 | Pwr Cord, 16A, 100-230V, C19 to C20
AP9890 | Pwr Cord Kit, 10A, 100-230V, 2', (5) C13 to C14,
AP9895 | Pwr Cord, 16A, 200-240V, C19 to UK Plug
AP9897 | PWR CORD, 15A, 230V, C19 to Australian Plug
AP9875 | Pwr Cord, 16A, 230V, C19 to Schuko
AP9876 | Pwr Cord, 16A, 230V, C19 to IEC 309
AP9877 | Pwr Cord, 16A, 100-230V, C19 to C20
AP9878 | Pwr Cord, 10A, 100-230V, C14 to C19
AP9879 | Pwr Cord, 10A, 100-230V, C13 to C20
AP9880 | Pwr Cord, 10A, 230V, C14 to Schuko rec
AP9881 | Pwr Cord, 10A, 230V, C14 to UK rec
UPS » MGE Galaxy 3500
0C-TMRZFT030 | G3500 / 1 DAY STD FAT
0C-TMRZFT031 | G3500 / ADD UNIT FAT
G35T10KH1B2S | MGE Galaxy 3500 10kVA 400V with 1 Battery Module Expandable to 2, Start-up 5X8
G35T10KH1B4S | MGE Galaxy 3500 10kVA 400V with 1 Battery Module Expandable to 4, Start-up 5X8
G35T10KH2B2S | MGE Galaxy 3500 10kVA 400V with 2 Battery Modules, Start-up 5X8
G35T10KH2B4S | MGE Galaxy 3500 10kVA 400V with 2 Battery Modules Expandable to 4, Start-up 5X8
G35T10KH3B4S | MGE Galaxy 3500 10kVA 400V with 3 Battery Modules Expandable to 4, Start-up 5X8
G35T10KH4B4S | MGE Galaxy 3500 10kVA 400V with 4 Battery Modules, Start-up 5X8
G35T10KHS | MGE Galaxy 3500 10kVA 400V, Start-Up 5X8
G35T15K3I2B2S | MGE Galaxy 3500 15kVA 400V 3:1 with 2 Battery Modules, Start-up 5X8
G35T15K3I2B4S | MGE Galaxy 3500 15kVA 400V 3:1 with 2 Battery Modules Expandable to 4, Start-up 5X8
G35T15K3I3B4S | MGE Galaxy 3500 15kVA 400V 3:1 with 3 Battery Modules Expandable to 4, Start-up 5X8
G35T15K3I4B4S | MGE Galaxy 3500 15kVA 400V 3:1 with 4 Battery Modules, Start-up 5X8
G35T15KH2B2S | MGE Galaxy 3500 15kVA 400V with 2 Battery Modules, Start-up 5X8
G35T15KH2B4S | MGE Galaxy 3500 15kVA 400V with 2 Battery Modules Expandable to 4, Start-up 5X8
G35T15KH3B4S | MGE Galaxy 3500 15kVA 400V with 3 Battery Modules Expandable to 4, Start-up 5X8
G35T15KH4B4S | MGE Galaxy 3500 15kVA 400V with 4 Battery Modules, Start-up 5X8
G35T15KHS | MGE Galaxy 3500 15kVA 400V, Start-Up 5X8
G35T20K3I2B2S | MGE Galaxy 3500 20kVA 400V 3:1 with 2 Battery Modules, Start-up 5X8
G35T20K3I2B4S | MGE Galaxy 3500 20kVA 400V 3:1 with 2 Battery Modules Expandable to 4, Start-up 5X8
G35T20K3I3B4S | MGE Galaxy 3500 20kVA 400V 3:1 with 3 Battery Modules Expandable to 4, Start-up 5X8
G35T20K3I4B4S | MGE Galaxy 3500 20kVA 400V 3:1 with 4 Battery Modules, Start-up 5X8
G35T20KH2B2S | MGE Galaxy 3500 20kVA 400V with 2 Battery Modules, Start-up 5X8
G35T20KH2B4S | MGE Galaxy 3500 20kVA 400V with 2 Battery Modules Expandable to 4, Start-up 5X8
G35T20KH3B4S | MGE Galaxy 3500 20kVA 400V with 3 Battery Modules Expandable to 4, Start-up 5X8
G35T20KH4B4S | MGE Galaxy 3500 20kVA 400V with 4 Battery Modules, Start-up 5X8
G35T20KHS | MGE Galaxy 3500 20kVA 400V, Start-Up 5X8
G35T30K3I3B4S | MGE Galaxy 3500 30kVA 400V 3:1 with 3 Battery Modules Expandable to 4, Start-up 5X8
G35T30K3I4B4S | MGE Galaxy 3500 30kVA 400V 3:1 with 4 Battery Modules, Start-up 5X8
G35T30KH3B4S | MGE Galaxy 3500 30kVA 400V with 3 Battery Modules Expandable to 4, Start-up 5X8
G35T30KH4B4S | MGE Galaxy 3500 30kVA 400V with 4 Battery Modules, Start-up 5X8
G35T30KHS | MGE Galaxy 3500 30kVA 400V, Start-Up 5X8
G35T40K3I4B4S | MGE Galaxy 3500 40kVA 400V 3:1 with 4 Battery Modules, Start-up 5X8
G35T40KH4B4S | MGE Galaxy 3500 40kVA 400V with 4 Battery Modules, Start-up 5X8
G35T40KHS | MGE Galaxy 3500 40kVA 400V, Start-Up 5X8
G35TBXR2B6 | MGE Galaxy 3500 Extended Run Frame, with MCCB, with 2 Battery Modules Exp. to 6
G35TBXR6B6 | MGE Galaxy 3500 Extended Run Enclosure, with MCCB, with 6 Battery Modules
G35TOPT004 | MGE Galaxy 3500 Baying Kit, 14inch/351mm UPS Enclosure to XR
G35TOPT005 | MGE Galaxy 3500 Baying Kit, 20inch/523mm UPS Enclosure to XR
G35TOPT006 | MGE Galaxy 3500 Baying Kit, XR to XR
G35TOPT011 | MGE Galaxy 3500 Parallel Operation Baying Kit
G35TOPT1 | MGE Galaxy 3500 Air Filter Replacement Kit for 14inch/351mm Cabinet
G35TOPT2 | MGE Galaxy 3500 Air Filter Replacement Kit for 20inch/523mm Cabinet
G35TSBPXFM10K30G | MGE Galaxy 3500 Input Transformer MCCB 480/208 10-30kVA Floormount
G35TXR2B6 | MGE Galaxy 3500 Extended Run Frame with 2 Battery Modules Exp. to 6
G35TXR6B6 | MGE Galaxy 3500 Extended Run Enclosure with 6 Battery Modules
SBPAR3I15K20R2M2-WP | APC Parallel Maintenance Bypass for 2 UPS (1+1) 3:1 15-20kVA Wallmount
SBPAR3I30K40R2M2-WP | APC Parallel Maintenance Bypass for 2 UPS (1+1) 3:1 30-40kVA Wallmount
SYBTH4 | APC High Performance Battery Module for Galaxy 3500
UPS » MGE Galaxy 5500
0M-G55TXOPT001 | MGE GALAXY 5500 IP32 PACK 710 MM
0M-G55TXOPT002 | MGE GALAXY 5500 IP32 PACK 1010 MM
0M-G55TXOPT003 | ASSY MGE GALAXY 5500 IP32 TFO PCK 475 MM
0M-G55TXOPT004 | ASSY MGE GALAXY 5500 IP32 TFO PCK 550 MM
G55TAA1 | MGE Galaxy 5500 Empty Auxiliary Cabinet 710 mm
G55TAA2 | MGE Galaxy 5500 Empty Auxiliary cabinet 1010 mm
G55TAB1 | MGE Galaxy 5500 Empty Battery cabinet 710 mm
G55TAB2 | MGE Galaxy 5500 Empty Battery cabinet 1010 mm
G55TBAT2L10C | MGE Galaxy 5500 Battery Module cabinet L2X1000C
G55TBAT2L7C | MGE Galaxy 5500 Battery Module cabinet L2X700C
G55TBATL10A | MGE Galaxy 5500 Battery Module cabinet L1000A
G55TBATL10B | MGE Galaxy 5500 Battery Module cabinet L1000B
G55TBATL7A | MGE Galaxy 5500 Battery Module cabinet L700A
G55TBATL7B | MGE Galaxy 5500 Battery Module cabinet L700B
G55TBATL7L10E | MGE Galaxy 5500 Battery Module cabinet L700L1000E
G55TD100120B1 | MGE Galaxy 5500 Battery C.B Box 100-120KVA up to 10 mn
G55TD100120B2 | MGE Galaxy 5500 Battery C.B Box 100-120KVA greater than 10 mn
G55TD100120K1 | MGE Galaxy 5500 Battery C.B Kit 100-120KVA up to 10mn
G55TD100120K2 | MGE Galaxy 5500 Battery C.B kit 100-120KVA greater than 10mn
G55TD2030B | MGE Galaxy 5500 Battery C.B Box 20-30KVA all mn
G55TD2030K1 | MGE Galaxy 5500 Battery C.B Kit 20-30KVA up to 10 mn
G55TD2030K2 | MGE Galaxy 5500 Battery C.B Kit 20-30KVA Greater Than 10 mn
G55TD40B1 | MGE Galaxy 5500 Battery C.B Box 40KVA up to 10 mn
G55TD40B2 | MGE Galaxy 5500 Battery C.B Box 40KVA greater than 10 mn
G55TD40K1 | MGE Galaxy 5500 Battery C.B Kit 40KVA up to 10 mn
G55TD40K2 | MGE Galaxy 5500 Battery C.B Kit 40KVA greater than 10 mn
G55TD6080B1 | MGE Galaxy 5500 Battery C.B Box 60-80KVA up to 10 mn
G55TD6080B2 | MGE Galaxy 5500 Battery C.B Box 60-80KVA greater than 10 mn
G55TD6080K1 | MGE Galaxy 5500 Battery C.B Kit 60-80KVA up to 10 mn
G55TD6080K2 | MGE Galaxy 5500 Battery C.B Kit 60-80KVA greater than 10 mn
G55TH150H | MGE Galaxy 5500 External Bypass 150KVA 400V (TNS)
G55TH150HN | MGE Galaxy 5500 External Bypass 150KVA 400V & grounded neut.(TNC)
G55TTC120RH | MGE Galaxy 5500 Transformer 80kVA to 120kVA in a Stand Alone Cabinet
G55TTC40RH | MGE Galaxy 5500 Transformer 20 to 40 kVA in a stand alone cabinet
G55TTC60RH | MGE Galaxy 5500 Transformer 60 kVA in a Stand Alone Cabinet
G55TUPSM100H | MGE Galaxy 5500 100kVA 400V Integrated Parallel UPS
G55TUPSM100HS | MGE Galaxy 5500 100kVA 400V Integrated Parallel UPS, Start-up 5x8
G55TUPSM120H | MGE Galaxy 5500 120kVA 400V Integrated Parallel UPS
G55TUPSM120HS | MGE Galaxy 5500 120kVA 400V Integrated Parallel UPS, Start-up 5x8
G55TUPSM20H | MGE Galaxy 5500 20kVA 400V Integrated Parallel UPS
G55TUPSM20HB15 | MGE Galaxy 5500 20KVA 400V Integrated Parallel UPS 15 Minutes
G55TUPSM20HB15S | MGE Galaxy 5500 20KVA 400V Integrated Parallel UPS 15 minutes, Start-up 5x8
G55TUPSM20HB30 | MGE Galaxy 5500 20KVA 400V Integrated Parallel UPS 30 Minutes
G55TUPSM20HB30S | MGE Galaxy 5500 20KVA 400V Integrated Parallel UPS 30 minutes, Start-up 5x8
G55TUPSM20HS | MGE Galaxy 5500 20kVA 400V Integrated Parallel UPS, Start-up 5x8
G55TUPSM30H | MGE Galaxy 5500 30kVA 400V Integrated Parallel UPS
G55TUPSM30HB15 | MGE Galaxy 5500 30KVA 400V Integrated Parallel UPS 15 Minutes
G55TUPSM30HB15S | MGE Galaxy 5500 30KVA 400V Integrated Parallel UPS 15 Minutes, Start-up 5x8
G55TUPSM30HS | MGE Galaxy 5500 30kVA 400V Integrated Parallel UPS, Start-up 5x8
G55TUPSM40H | MGE Galaxy 5500 40kVA 400V Integrated Parallel UPS
G55TUPSM40HB10 | MGE Galaxy 5500 40KVA 400V Integrated Parallel UPS 10 Minutes
G55TUPSM40HB10S | MGE Galaxy 5500 40KVA 400V Integrated Parallel UPS 10 Minutes, Start-up 5x8
G55TUPSM40HB15 | MGE Galaxy 5500 40KVA 400V Integrated Parallel UPS 15 Minutes
G55TUPSM40HB15S | MGE Galaxy 5500 40KVA 400V Integrated Parallel UPS 15 minutes, Start-up 5x8
G55TUPSM40HS | MGE Galaxy 5500 40kVA 400V Integrated Parallel UPS, Start-up 5x8
G55TUPSM60H | MGE Galaxy 5500 60kVA 400V Integrated Parallel UPS
G55TUPSM60HB5 | MGE Galaxy 5500 60KVA 400V Integrated Parallel UPS 5 Minutes
G55TUPSM60HB5S | MGE Galaxy 5500 60KVA 400V Integrated Parallel UPS 5 Minutes, Start-up 5x8
G55TUPSM60HS | MGE Galaxy 5500 60kVA 400V Integrated Parallel UPS, Start-up 5x8
G55TUPSM80H | MGE Galaxy 5500 80kVA 400V Integrated Parallel UPS
G55TUPSM80HS | MGE Galaxy 5500 80kVA 400V Integrated Parallel UPS, Start-up 5x8
G55TUPSU100H | MGE Galaxy 5500 100kVA 400V Single UPS
G55TUPSU100HS | MGE Galaxy 5500 100kVA 400V Single UPS, Start-up 5x8
G55TUPSU120H | MGE Galaxy 5500 120kVA 400V Single UPS
G55TUPSU120HS | MGE Galaxy 5500 120kVA 400V Single UPS, Start-up 5x8
G55TUPSU20H | MGE Galaxy 5500 20kVA 400V Single UPS
G55TUPSU20HB15 | MGE Galaxy 5500 20KVA 400V Single UPS 15 Minutes
G55TUPSU20HB15S | MGE Galaxy 5500 20KVA 400V Single UPS BACK UP INCL T1, Start-up 5x8
G55TUPSU20HB30 | MGE Galaxy 5500 20KVA 400V Single UPS 30 Minutes
G55TUPSU20HB30S | MGE Galaxy 5500 20KVA 400V Single UPS BACK UP INCL T4, Start-up 5x8
G55TUPSU20HS | MGE Galaxy 5500 20kVA 400V Single UPS, Start-up 5x8
G55TUPSU30H | MGE Galaxy 5500 30kVA 400V Single UPS
G55TUPSU30HB15 | MGE Galaxy 5500 30KVA 400V Single UPS 15 Minutes
G55TUPSU30HB15S | MGE Galaxy 5500 30KVA 400V Single UPS 15 Minutes, Start-up 5x8
G55TUPSU30HS | MGE Galaxy 5500 30kVA 400V Single UPS, Start-up 5x8
G55TUPSU40H | MGE Galaxy 5500 40kVA 400V Single UPS
G55TUPSU40HB10 | MGE Galaxy 5500 40KVA 400V Single UPS 10 Minutes
G55TUPSU40HB10S | MGE Galaxy 5500 40KVA 400V Single UPS 10 Minutes, Start-up 5x8
G55TUPSU40HB15 | MGE Galaxy 5500 40KVA 400V Single UPS 15 Minutes
G55TUPSU40HB15S | MGE Galaxy 5500 40KVA 400V Single UPS 15 Minutes, Start-up 5x8
G55TUPSU40HS | MGE Galaxy 5500 40kVA 400V Single UPS, Start-up 5x8
G55TUPSU60H | MGE Galaxy 5500 60kVA 400V Single UPS
G55TUPSU60HB5 | MGE Galaxy 5500 60KVA 400V Single UPS BACK UP INCL T1
G55TUPSU60HB5S | MGE Galaxy 5500 60KVA 400V Single UPS 5 Minutes, Start-up 5x8
G55TUPSU60HS | MGE Galaxy 5500 60kVA 400V Single UPS, Start-up 5x8
G55TUPSU80H | MGE Galaxy 5500 80kVA 400V Single UPS
G55TUPSU80HS | MGE Galaxy 5500 80kVA 400V Single UPS, Start-up 5x8
G5K9635CH | SCHNEIDER UPS NETWORK MANAGEMENT CARD 2- KIT FOR GALAXY 5500
TMRAB001 | MGE Galaxy External Synchronisation Box
TMRAB002 | MGE Galaxy Temperature Monitor
UPS » MGE Galaxy 6000
0C-TMRZFT034 | G6000/ 1 DAY STD FAT
0C-TMRZFT035 | G6000 / ADD UNIT FAT
0M-G6TAA1T | EMPTY CUBICLE W = 400 MM FOR TOP CONNECTION
0M-G6TAA2 | EMPTY AUXILIARY CUBICLE W = 600 MM
0M-G6TAA2B | EMPTY CUBICLE W=600 MM FOR BOTTOM CONNECTION
0M-G6TAA2T | EMPTY CUBICLE =600 MM FOR TOP CONNECTION
0M-G6TAA3 | EMPTY AUXILIARY CUBICLE W = 800 MM
0M-G6TAA3B | EMPTY CUBICLE W=800 MM FOR BOTTOM CONNECTION
0M-G6TAA3T | EMPTY CUBICLE W=800 MM FOR TOP CONNECTION
0M-G6TAA4 | EMPTY AUXILIARY CUBICLE W = 1200 MM
0M-G6TAA4B | EMPTY CUBICLE W=1200MM FOR BOTTOM CONNECTION
0M-G6TAA4T | EMPTY CUBICLE W=1200 MM WITH TOP CONNECTION
0M-G6TAB3N4 | EMPTY BATTERY CUBICLE 4 SHELVES 800 MM
0M-G6TAB3N5 | EMPTY BATTERY CUBICLE 5 SHELVES 800 MM
0M-G6TAB4N4 | EMPTY BATTERY CUBICLE 4 SHELVES 1200 MM
0M-G6TAB4N5 | EMPTY BATTERY CUBICLE 5 SHELVES 1200 MM
0M-G6TABOPT001 | CIRCUIT BREAKER UP TO 10MN 160 KVA
0M-G6TABOPT002 | CIRCUIT BREAKER UP TO 10MN 200 KVA
0M-G6TABOPT003 | CIRCUIT BREAKER UP TO 10MN 250 KVA
0M-G6TABOPT004 | CIRCUIT BREAKER GREATER THAN 10MN FOR 160KVA
0M-G6TABOPT005 | CIRCUIT BREAKER GREATER THAN 10 MN FOR 160KVA
0M-G6TABOPT006 | CIRCUIT BREAKER GREATER THAN 10 MN FOR 200KVA
0M-G6TABOPT007 | CIRCUIT BREAKER GREATER THAN 10 MN FOR 250KVA
0M-G6TAKR | REMOTE VISION
0M-G6TD250B1 | BATT CB BOX NO ELM UP TO 10MN 250KVA
0M-G6TD250B1A | BATT CB BOX WITH ELM UP TO 10MN 250KVA
0M-G6TD250B2 | BATT CB BOX NO ELM GREATER THAN 10MN 250KVA
0M-G6TD250B2A | BATT CB BOX WITH ELM GREATER THAN 10MN 250KVA
0M-G6TD250K1 | BATT CB KIT UP TO THAN 10MN 250KVA
0M-G6TD250K2 | BATT CB KIT GREATER THAN 10MN 250KVA
0M-G6TD300B1 | BATT CB BOX NO ELM UP TO 10MN 300KVA
0M-G6TF160HC | 50 HZ COMPENSATED HARMONIC FILTER 160 KVA
0M-G6TF160HD | 50HZ CONTACTOR TYPE HARMONIC FILT 160KVA
0M-G6TF160HN | 50HZ NO COMPENSATED HARMONIC FILT 160KVA
0M-G6TF200HC | 50 HZ COMPENSATED HARMONIC FILTER 200 KVA
0M-G6TF200HD | 50HZ CONTACTOR TYPE HARMONIC FILT 200KVA
0M-G6TF200HN | 50HZ NO COMPENSATED HARMONIC FILT 200KVA
0M-G6TF250HC | 50 HZ COMPENSATED HARMONIC FILTER 250 KVA
0M-G6TF250HD | 50 HZ CONTACTOR TYPE HARMONIC FILTER 250 KVA
0M-G6TF250HN | 50 HZ NON COMPENSATED HARMONIC FILTER 250 KVA
0M-G6TF250HS | TWELVE-PULSE CABINET 250 KVA WITH SINEWAVE
0M-G6TF250HT | TWELVE-PULSE CABINET 250 KVA
0M-G6TF300HC | 50 HZ COMPENSATED HARMONIC FILTER 300 KVA
0M-G6TF300HD | 50 HZ CONTACTOR TYPE HARMONIC FILTER 300 KVA
0M-G6TF300HN | 50 HZ NON COMPENSATED HARMONIC FILTER 300 KVA
0M-G6TF300HS | TWELVE-PULSE CABINET 300 KVA WITH SINEWAVE
0M-G6TF300HT | TWELVE-PULSE CABINET 300 KVA
0M-G6TF400HC | 50 HZ COMPENSATED HARMONIC FILTER 400 KVA
0M-G6TF400HD | 50 HZ CONTACTOR TYPE HARMONIC FILTER 400 KVA
0M-G6TF400HN | 50 HZ NON COMPENSATED HARMONIC FILTER 400 KVA
0M-G6TF400HS | TWELVE-PULSE CABINET 400 KVA WITH SINEWAVE
0M-G6TF400HT | TWELVE-PULSE CABINET 400 KVA
0M-G6TF450HC | 50 HZ COMPENSATED HARMONIC FILTER 450 KVA
0M-G6TF450HD | 50 HZ CONTACTOR TYPE HARMONIC FILTER 450 KVA
0M-G6TF450HN | 50 HZ NON COMPENSATED HARMONIC FILTER 450 KVA
0M-G6TF500HC | 50 HZ COMPENSATED HARMONIC FILTER 500 KVA
0M-G6TF500HD | 50 HZ CONTACTOR TYPE HARMONIC FILTER 500 KVA
0M-G6TF500HN | 50 HZ NON COMPENSATED HARMONIC FILTER 500 KVA
0M-G6TF500RSM | 12P & SW CAB 500KVA MODULAR 415V
0M-G6TF500RSP | 12P & SW CAB 500KVA PARALLEL 415V
0M-G6TF500RSU | 12P & SW CAB 500KVA UNITARY 415V
0M-G6TF500RTM | 12P CABINET 500KVA MODULAR 415V
0M-G6TF500RTP | 12P CABINET 500KVA PARALLEL 415V
0M-G6TF500RTU | 12P CABINET 500KVA UNITARY 415V
0M-G6TF500XSM | 12P & SW CAB 500KVA MODULAR 380V
0M-G6TF500XSP | 12P & SW CAB 500KVA PARALLEL 380V
0M-G6TF500XSU | 12P & SW CAB 500KVA UNITARY 380V
0M-G6TF500XTM | 12P CABINET 500KVA MODULAR 380V
0M-G6TF500XTU | 12P CABINET 500KVA UNITARY 380V
0M-G6TF500YSM | 12P & SW CAB 500KVA MODULAR 400V
0M-G6TF500YSP | 12P & SW CAB 500KVA PARALLEL 400V
0M-G6TF500YSU | 12P & SW CAB 500KVA UNITARY 400V
0M-G6TF500YTM | 12P CABINET 500KVA MODULAR 400V
0M-G6TF500YTP | 12P CABINET 500KVA PARALLEL 400V
0M-G6TF500YTU | 12P CABINET 500KVA UNITARY 400V
0M-G6TF600HC | 50 HZ COMPENSATED HARMONIC FILTER 600 KVA
0M-G6TF600HD | 50 HZ CONTACTOR TYPE HARMONIC FILTER 600 KVA
0M-G6TF600HN | 50 HZ NON COMPENSATED HARMONIC FILTER 600 KVA
0M-G6TFOPT001 | BOTTOM UK CONNECTION 160-300 KVA
0M-G6TFOPT002 | BOTTOM UK CONNECTION 400-450 KVA
0M-G6TFOPT003 | BOTTOM UK CONNECTION 500-600 KVA
0M-G6TFOPT004 | TOP UK CONNECTION 160-300 KVA
0M-G6TFOPT005 | TOP UK CONNECTION 400-450 KVA
0M-G6TFOPT006 | TOP UK CONNECTION 500-600 KVA
0M-G6TGOPT002 | MEDIA CONTACT 15
0M-G6TGOPT003 | EXT. SYNCH PCBA FOR UNITARY UPS BELOW 500KVA
0M-G6TGOPT006 | EXT. SYNCH PCBA FOR MODULAR UNIT BELOW 500KVA
0M-G6TGOPT012 | LEADING LOAD FOR 400 KVA
0M-G6TGOPT014 | MULTISLOT BELOW 500 KVA
0M-G6TGOPT015 | MULTISLOT GREATER THAN 500 KVA
0M-G6TGOPT016 | VISION BELOW 500 KVA
0M-G6TGOPT025 | TNC MODULAR-PARALLEL POWER EXT BELOW 500KVA
0M-G6TGOPT027 | TNC MODULAR-PARALLEL POWER EXTENSION 500KVA
0M-G6TGOPT056 | 12P OPT UPS 400KVA PARALLEL 380-400V
0M-G6TGOPT067 | 12P OPT UPS 300KVA MODULAR 380-400V
0M-G6TGOPT075 | 12P & SW UPS 400KVA MODULAR 380-400V
0M-G6TH1200H | 1200 KVA EXTERNAL BYPASS CUBICLE
0M-G6TH1200HN | 1200KVA EXTERNAL BYPASS WITH GROUNDED NEUTRAL
0M-G6TM250R | 250 KVA 415V INT PARALLEL UPS
0M-G6TM400Q | 400 KVA 380-400V INT PARALLEL UPS
0M-G6TM400R | 400 KVA 415V INT PARALLEL UPS
0M-G6TM450R | 450 KVA 415V INT PARALLEL UPS
0M-G6TM450Y | 450 KVA 400V INT PARALLEL UPS
0M-G6TM500R | 500 KVA 415V INT PARALLEL UPS
0M-G6TM500RS | 500KVA 415V INT PARALLEL UPS 12P & SW
0M-G6TM500RT | 500KVA 415V INT PARALLEL UPS 12P
0M-G6TM500X | 500 KVA 380V INT PARALLEL UPS
0M-G6TM500XS | 500KVA 380V INT PARALLEL UPS 12P & SW
0M-G6TM500XT | 500KVA 380V INT PARALLEL UPS 12P
0M-G6TM500Y | 500 KVA 400V INT PARALLEL UPS
0M-G6TM500YS | 500KVA 400V INT PARALLEL UPS 12P & SW
0M-G6TM500YT | 500KVA 400V INT PARALLEL UPS 12P
0M-G6TP250Q | 250 KVA 380-400V PARALLEL POWER EXTENSION
0M-G6TP450R | 450 KVA 415V PARALLEL POWER EXTENSION
0M-G6TP450Y | 450 KVA 400V PARALLEL POWER EXTENSION
0M-G6TP500R | 500 KVA 415V PARALLEL POWER EXTENSION
0M-G6TP500RS | 500KVA 415V PARALLEL POWER EXT 12P & SW
0M-G6TP500RT | 500KVA 415V PARALLEL POWER EXT 12P
0M-G6TP500X | 500 KVA 380V PARALLEL POWER EXTENSION
0M-G6TP500XS | 500KVA 380V PARALLEL POWER EXT 12P & SW
0M-G6TP500XT | 500KVA 380V PARALLEL POWER EXT 12P
0M-G6TP500Y | 500 KVA 400V PARALLEL POWER EXTENSION
0M-G6TP500YS | 500KVA 400V PARALLEL POWER EXT 12P & SW
0M-G6TP500YT | 500KVA 400V PARALLEL POWER EXT 12P
0M-G6TP600Q | 600 KVA 380 - 400 V PARALLEL POWER EXTENSION
0M-G6TP600R | 600 KVA 415 V PARALLEL POWER EXTENSION
0M-G6TS1200Q | 380-400V STATIC BYPASS SWITCH 1200 KVA
0M-G6TS1200R | 415V STATIC BYPASS SWITCH 1200 KVA
0M-G6TS1800X | 380V STATIC BYPASS SWITCH 1800 KVA
0M-G6TS2000R | 415V STATIC BYPASS SWITCH 2000 KVA
0M-G6TS2000Y | 400V STATIC BYPASS SWITCH 2000 KVA
0M-G6TS500H | 380-415V STATIC BYPASS SWITCH 500 KVA
0M-G6TS800H | 380-415V STATIC BYPASS SWITCH 800 KVA
0M-G6TSOPT001 | JBUS EXTENSION CARD
0M-G6TSOPT002 | MEDIA CONTACT 15
0M-G6TSOPT003 | EXTERNAL SYNCHRO BOARD 500 KVA
0M-G6TSOPT004 | EXTERNAL SYNCHRO BOARD 800 KVA
0M-G6TSOPT005 | EXTERNAL SYNCHRO BOARD 1200 KVA
0M-G6TSOPT006 | UK TOP CONNECTION 500 - 800 KVA
0M-G6TSOPT007 | UK TOP CONNECTION 1200 KVA
0M-G6TSOPT008 | UK BOTTOM CONNECTION 500 - 800 KVA
0M-G6TSOPT009 | UK BOTTOM CONNECTION 1200 KVA
0M-G6TSOPT010 | VISION 500 - 800 KVA
0M-G6TSOPT011 | VISION 1200 KVA
0M-G6TSOPT012 | VISION 2000 KVA
0M-G6TSOPT013 | TNC 500 KVA
0M-G6TSOPT014 | TNC 800 KVA
0M-G6TSOPT015 | TNC 1200 KVA
0M-G6TSOPT016 | TNC 2000 KVA
0M-G6TT160H | TRANSFORMER AC BYPASS 160 KVA IN CUBICLE
0M-G6TT200H | TRANSFORMER AC BYPASS 200 KVA IN CUBICLE
0M-G6TT250H | TRANSFORMER AC BYPASS 250 KVA IN CUBICLE
0M-G6TT300H | TRANSFORMER AC BYPASS 300 KVA IN CUBICLE
0M-G6TU450R | 450 KVA 415V UNITARY UPS
0M-G6TU450Y | 450 KVA 400V UNITARY UPS
0M-G6TU500R | 500 KVA 415V UNITARY UPS
0M-G6TU500RS | 500KVA 415V UNITARY UPS 12P & SW
0M-G6TU500X | 500 KVA 380V UNITARY UPS
0M-G6TU500XS | 500KVA 380V UNITARY UPS 12P & SW
0M-G6TU500XT | 500KVA 380V UNITARY UPS 12P
0M-G6TU500Y | 500 KVA 400V UNITARY UPS
0M-G6TU500YS | 500KVA 400V UNITARY UPS 12P & SW
0M-G6TU500YT | 500KVA 400V UNITARY UPS 12P
0M-G6TU600Q | 600 KVA 380 - 400 V UNITARY UPS
0M-G6TU600R | 600 KVA 415 V UNITARY UPS
UPS » MGE Galaxy 7000
0C-TMRZFT002 | GAL 0-225 KVA / ADD UNIT FAT
0C-TMRZFT010 | EXTRA UNIT FAT
0C-TMRZFT017 | EXTRA DAY FAT
0C-TMRZFT036 | G7000 / 1 DAY STD FAT
0C-TMRZFT037 | G7000 / ADD UNIT FAT
0M-G7TAA1 | EMPTY AUXILIARY CUBICLE 400MM STD
0M-G7TAA1P | EMPTY TFO CUBICLE 400 IP32
0M-G7TAA2 | EMPTY TFO CUBICLE 700 STD
0M-G7TAA2P | EMPTY TFO CUBICLE 700 IP32
0M-G7TAA3 | EMPTY AUXILIARY CUBICLE 1000MM STD
0M-G7TAA3P | EMPTY TFO CUBICLE 1000 IP32
0M-G7TAA4 | EMPTY TFO CUBICLE 1400 STD
0M-G7TAA4P | EMPTY TFO CUBICLE 1400 IP32
0M-G7TAB1 | EMPTY BATT CUBICLE 4 SHELV 700 STD
0M-G7TAB1P | EMPTY BATT CUBICLE 4 SHELV 700 IP32
0M-G7TAB2 | EMPTY BATT CUBICLE 4 SHELV 1000 STD
0M-G7TAB2P | EMPTY BATT CUBICLE 4 SHELV 1000 IP32
0M-G7TAB3 | EMPTY BATT CUBICLE 4 SHELV 1400 STD
0M-G7TAB3P | EMPTY BATT CUBICLE 4 SHELV 1400 IP32
0M-G7TD160B9 | BATT CB BOX 160KVA NO ELM ALL RUNTIMES
0M-G7TD160K9 | BATT CB KIT 160KVA ALL RUNTIMES
0M-G7TD200B9 | BATT CB BOX 200KVA NO ELM ALL RUNTIMES
0M-G7TD200K9 | BATT CB KIT 200KVA ALL RUNTIMES
0M-G7TD250B9 | BATT CB BOX 250KVA NO ELM ALL RUNTIMES
0M-G7TD250K9 | BATT CB KIT 250KVA ALL RUNTIMES
0M-G7TD300B5 | BATT CB BOX 300KVA NO ELM UP TO 15MN
0M-G7TD300B6 | BATT CB BOX 300KVA NO ELM ABOVE 15MN
0M-G7TD300K5 | BATT CB KIT UP TO 15MM 300KVA
0M-G7TD400B3 | BATT CB BOX 400KVA NO ELM UP TO 5MN
0M-G7TD400B4 | BATT CB BOX 400KVA NO ELM ABOVE 5MN
0M-G7TD400K3 | BATT CB KIT UP TO 5MN 400 KVA
0M-G7TD500B9 | BATT CB BOX 500KVA NO ELM ALL RUNTIMES
0M-G7TGOPT001 | EXTERNAL SYNCHRO BOARD UNITARY-MODULAR
0M-G7TGOPT008 | IP32 PANEL UP TO 400KVA PARALLEL
0M-G7TGOPT009 | IP32 PANEL UP TO 400KVA SINGLE-MODULAR
0M-G7TGOPT013 | IP32 PANEL UP TO 400KVA PARALLEL EXT.
0M-G7TGOPT014 | IP32 PANEL UP TO 400KVA INT. PARALLEL
0M-G7TGOPT015 | IP32 PANEL 500KVA PARALLEL EXTENSION
0M-G7TGOPT016 | IP32 PANEL 500KVA INTEGRATED PARALLEL
0M-G7TH1200S | 1200KVA 380-415V EXTERNAL BYPASS 1400
0M-G7TH1200SM | 1200KVA 380-415V MAINTENANCE BYPASS 1400
0M-G7TH1200SP | 1200KVA 380-415V EXTER. BYPASS 1400 IP32
0M-G7TH1200SPM | 1200KVA 380-415V MAINT. BYPASS 1400 IP32
0M-G7TH2000S | 2000KVA 380-415V EXTERNAL BYPASS 1400
0M-G7TH2000SM | 2000KVA 380-415V MAINTENANCE BYPASS 1400
0M-G7TH2000SP | 2000KVA 380-415V EXTER. BYPASS 1400 IP32
0M-G7TH2000SPM | 2000KVA 380-415V MAINT. BYPASS 1400 IP32
0M-G7TH800S | 800KVA 380-415V EXTERNAL BYPASS 1000
0M-G7TH800SM | 800KVA 380-415V MAINTENANCE BYPASS 1000
0M-G7TH800SP | 800KVA 380-415V EXTERNAL BYPASS IP32
0M-G7TH800SPM | 800KVA 380-415V MAINT. BYPASS 1000 IP32
0M-G7TM160CS | ASSY 160KVA 380-415V INT PARALLEL UPS
0M-G7TM200CS | ASSY 200KVA 380-415V INT PARALLEL UPS
0M-G7TM250CS | ASSY 250KVA 380-415V INT PARALLEL UPS
0M-G7TM300CS | ASSY 300KVA 380-415V INT PARALLEL UPS
0M-G7TM400CS | ASSY 400KVA 380-415V INT PARALLEL UPS
0M-G7TM500CS | ASSY 500KVA 380-415V INT PARALLEL UPS
0M-G7TP250CS | ASSY 250KVA 380-415V PARALLEL POWER EXT
0M-G7TP300CS | ASSY 300KVA 380-415V PARALLEL POWER EXT
0M-G7TP400CS | ASSY 400KVA 380-415V PARALLEL POWER EXT
0M-G7TP500CS | ASSY 500KVA 380-415V PARALLEL POWER EXT
0M-G7TQ160CS | ASSY 160KVA 380-415V FREQUENCY CONVERTER
0M-G7TQ200CS | ASSY 200KVA 380-415V FREQUENCY CONVERTER
0M-G7TS1200CS | ASSY 380-415V STATIC BP SWITCH 1200KVA
0M-G7TS2000CS | ASSY 380-415V STATIC BP SWITCH 2000KVA
0M-G7TS2000CSL | ASSY 380-415V STATIC BP SW LIGHT 2000KVA
0M-G7TS800CS | ASSY 380-415V STATIC BP SWITCH 800KVA
0M-G7TSOPT001 | EXTERNAL SYNCHRO BOARD
0M-G7TSOPT003 | IP32 PANEL 800KVA
0M-G7TSOPT004 | IP32 PANEL 1200KVA
0M-G7TSOPT005 | IP32 PANEL 2000KVA
0M-G7TSOPT006 | IP32 PANEL 2000KVA LIGHT
0M-G7TSOPT010 | STD PANEL 800KVA
0M-G7TSOPT011 | STD PANEL 1200KVA
0M-G7TSOPT012 | STD PANEL 2000KVA
0M-G7TSOPT013 | STD PANEL 2000KVA LIGHT
0M-G7TSOPT014 | IP32 PANEL SSC 800KVA
0M-G7TSOPT015 | IP32 PANEL SSC 1200KVA
0M-G7TSOPT016 | IP32 PANEL SSC 2000KVA
0M-G7TSOPT017 | IP32 PANEL SSC 2000KVA LIGHT
0M-G7TU250S | 250 KVA 380-415V UNITARY UPS
0M-G7TU300S | 300 KVA 380-415V UNITARY UPS
0M-G7TU400S | 400 KVA 380-415V UNITARY UPS
0M-G7TU500S | 500 KVA 380-415V UNITARY UPS
0M-G7TX160SK | BACKFEED 400 PROTECTION STD 160KVA
0M-G7TX200SK | BACKFEED 400 PROTECTION STD 200KVA
0M-G7TX250SK | BACKFEED 400 PROTECTION 250KVA
0M-G7TX250SKP | BACKFEED 400 PROTECTION IP32 250KVA
0M-G7TX300SK | BACKFEED 400 PROTECTION 300KVA
0M-G7TX300SKP | BACKFEED 400 PROTECTION IP32 300KVA
0M-G7TX400SK | BACKFEED 400 PROTECTION 400KVA
0M-G7TX400SKP | BACKFEED 400 PROTECTION IP32 400KVA
0M-G7TX500SK | BACKFEED 400 PROTECTION 500KVA
0M-G7TX500SKP | BACKFEED 400 PROTECTION IP32 500KVA
0M-G7TXOPT001 | IP32 TOP COVER 1400MM
0M-G7TXOPT002 | IP32 TOP COVER 1800MM
0M-G7TXOPT003 | IP32 TOP COVER 400MM
0M-G7TXOPT011 | IP32 TOP COVER 1000MM
0M-G7TXTC | TOP CONNECTION 400MM
G7TAA160K500S-2 | MGE Galaxy 7000 Empty Auxilary Cabinet 700mm
G7TAB160K500S-1 | MGE Galaxy 7000 Empty Battery Cubicle 700mm
G7TBB200B9 | MGE Galaxy 7000 Battery Circuit Breaker Box 200kVA, 400V
G7TM160SG04 | MGE Galaxy 7000 UPS 160kVA 380-415V Integrated Parallel
G7TM200SG04 | MGE Galaxy 7000 UPS 200kVA 380-415V Integrated Parallel
G7TSBP800S | MGE Galaxy 7000 System Bypass 800kVA 400V
UPS » MGE Galaxy 9000
0C-TMRZFT013 | EXTRA UNIT FAT
0C-TMRZFT040 | G9000 / 1 DAY STD FAT
0C-TMRZFT041 | G9000 / ADD UNIT FAT
0M-G9TAA1T | EMPTY TFO CUBICLE 400 TOP CONNECTION
0M-G9TAA2 | EMPTY TFO CUBICLE 600
0M-G9TAA2B | EMPTY TFO CUBICLE 600 BOTTOM CONNECTION
0M-G9TAA2T | EMPTY TFO CUBICLE 600 TOP CONNECTION
0M-G9TAA3 | EMPTY TFO CUBICLE 800
0M-G9TAA3B | EMPTY TFO CUBICLE 800 BOTTOM CONNECTION
0M-G9TAA3T | EMPTY TFO CUBICLE 800 TOP CONNECTION
0M-G9TAA4 | EMPTY TFO CUBICLE 1200
0M-G9TAA4B | EMPTY TFO CUBICLE 1200 BOTTOM CONNECTION
0M-G9TAA4T | EMPTY TFO CUBICLE 1200 TOP CONNECTION
0M-G9TAKR | REMOTE VISION
0M-G9TD800B | CIRCUIT BREAKER 800 KVA
0M-G9TD900B | CIRCUIT BREAKER 900 KVA
0M-G9TF800HT | TWELVE-PULSE CABINET - 800KVA
0M-G9TF900HT | TWELVE-PULSE CABINET - 900KVA
0M-G9TGOPT001 | EXTERNAL SYNCHRO BOARD FOR UNITARY / MODULAR
0M-G9TGOPT002 | VISION
0M-G9TGOPT003 | MULTISLOT
0M-G9TGOPT004 | TNC UNITARY / MODULAR
0M-G9TGOPT005 | TNC PARALLEL
0M-G9TGOPT006 | 12P OPTION UPS 800KVA UNITARY 380-400V
0M-G9TGOPT007 | 12P OPTION UPS 800KVA MODULAR 380-400V
0M-G9TGOPT009 | 12P OPTION UPS 800KVA MODULAR 415V
0M-G9TGOPT014 | 12P OPTION UPS 800KVA PARALLEL 380-400V
0M-G9TGOPT016 | 12P OPTION UPS 800KVA PARALLEL 415V
0M-G9TH1200H | 1200KVA EXTERNAL BYPASS 1200
0M-G9TH1200HN | 1200KVA EXTERNAL BP 1200 GRND NEUTRAL
0M-G9TM800FS | 800KVA 380-415V INT PARALLEL UPS 12PULSE
0M-G9TM800S | 800KVA 380-415V INTEGRATED PARALLEL UPS
0M-G9TM900FS | 900KVA 380-415V INT PARALLEL UPS 12PULSE
0M-G9TM900S | ASSY 900 KVA 380-415V INT PARALLEL UPS
0M-G9TP800FS | 800KVA 380-415V //POWER EXT WITH 12PULSE
0M-G9TP800S | ASSY 800KVA 380-415V PARALLEL POWER EXT
0M-G9TP900FS | 900KVA 380-415V //POWER EXT WITH 12PULSE
0M-G9TP900S | ASSY 900KVA 380-415V PARALLEL POWER EXT
0M-G9TS1200Q | 1200KVA 380-400V STATIC BP SWITCH 1600
0M-G9TS1200R | 1200KVA 415V STATIC BYPASS SWITCH 1600
0M-G9TS1800Q | 1800KVA 380V STATIC BYPASS SWITCH 1200
0M-G9TS2000Q | 2000KVA 400V STATIC BYPASS SWITCH 1200
0M-G9TS2000R | 2000KVA 415V STATIC BYPASS SWITCH 1200
0M-G9TSOPT001 | GROUNDED NEUTRAL BYPASS (TNC FOR SBS 1200KVA)
0M-G9TSOPT002 | GROUNDED NEUTRAL BYPASS (TNC FOR SBS 2000KVA)
0M-G9TSOPT003 | JBUS EXTENSION CARD
0M-G9TSOPT004 | MEDIA CONTACT 15
0M-G9TSOPT005 | EXTERNAL SYNCHRO BOARD
0M-G9TSOPT006 | BOTTOM CONNECTION RIGID CABLES
0M-G9TSOPT007 | TOP CONNECTION SOFT AND RIGID CABLES
0M-G9TSOPT008 | VISION - STATIC SWITCH 1200KVA
0M-G9TSOPT009 | VISION - STATIC SWITCH 1800-2000KVA
Power Distribution » MGE Static Transfer Switches
0M-STST40H | 20-40KVA GALVANIC ISOLATION TFO CUBICLE
0M-STST60H | 50-60KVA GALVANIC ISOLATION TFO CUBICLE
0M-STSU100HY3 | UPSILON STS100 3POLE 380-415V 1400MM
0M-STSU100HY4 | UPSILON STS100 4POLE 380-415V 1400MM
0M-STSU100HZ3 | UPSILON STS100 3POLE 380-415V 1900MM
0M-STSU100HZ4 | UPSILON STS100 4POLE 380-415V 1900MM
0M-STSU100HZ5 | UPSILON STS100 3POLE 380-415V 1900MM/PDU
0M-STSU100HZ6 | UPSILON STS100 4POLE 380-415V 1900MM/PDU
0M-STSU160HX4 | UPSILON STS160 4POLE 380-415V IP00
0M-STSU160HY3 | UPSILON STS160 3POLE 380-415V 1400MM
0M-STSU160HY4 | UPSILON STS160 4POLE 380-415V 1400MM
0M-STSU160HZ3 | UPSILON STS160 3POLE 380-415V 1900MM
0M-STSU160HZ4 | UPSILON STS160 4POLE 380-415V 1900MM
0M-STSU250HX4 | UPSILON STS250 4POLE 380-415V IP00
0M-STSU250HY3 | UPSILON STS250 3POLE 380-415V 1400MM
0M-STSU250HY4 | UPSILON STS250 4POLE 380-415V 1400MM
0M-STSU250HZ3 | UPSILON STS250 3POLE 380-415V 1900MM
0M-STSU250HZ4 | UPSILON STS250 4POLE 380-415V 1900MM
0M-STSU30HY3 | UPSILON STS30 3POLE 380-415V 1400MM
0M-STSU30HY4 | UPSILON STS30 4POLE 380-415V 1400MM
0M-STSU30HZ3 | UPSILON STS30 3POLE 380-415V 1900MM
0M-STSU30HZ4 | UPSILON STS30 4POLE 380-415V 1900MM
0M-STSU30HZ5 | UPSILON STS30 3POLE 380-415V 1900MM/PDU
0M-STSU30HZ6 | UPSILON STS30 4POLE 380-415V 1900MM/PDU
0M-STSU400HZ3 | UPSILON STS400 3POLE 380-415V 1900MM
0M-STSU400QX4 | UPSILON STS400 4POLE 380-400V IP00
0M-STSU400QZ4 | UPSILON STS400 4POLE 380-400V 1900MM
0M-STSU400RX4 | UPSILON STS400 4POLE 415V IP00
0M-STSU400RZ4 | UPSILON STS400 4POLE 415V 1900MM
0M-STSU60HY3 | UPSILON STS60 3POLE 380-415V 1400MM
0M-STSU60HY4 | UPSILON STS60 4POLE 380-415V 1400MM
0M-STSU60HZ3 | UPSILON STS60 3POLE 380-415V 1900MM
0M-STSU60HZ4 | UPSILON STS60 4POLE 380-415V 1900MM
0M-STSU60HZ5 | UPSILON STS60 3POLE 380-415V 1900MM/PDU
0M-STSU60HZ6 | UPSILON STS60 4POLE 380-415V 1900MM/PDU
0M-STSU630HZ3 | UPSILON STS630 3POLE 380-415V 1900MM
0M-STSU630QX4 | UPSILON STS630 4POLE 380-400V IP00
0M-STSU630QZ4 | STS630 4POLE 380-400V H1900MM
0M-STSU630RX4 | STS630 4POLE 415V IP00
0M-STSU630RZ4 | STS630 4POLE 415V H1900MM
Surge Protection and Power Conditioning » MGE Sinewave
UPS » MGE Accessories
0C-TMRZFT048 | STATIC SWITCH / 1 DAY STD FAT
0C-TMRZFT049 | STATIC SWITCH / ADD UNIT FAT
0C-TMRZFT052 | AUX FAT_BYPASS_FILTER_TFO
0C-TMRZFT053 | ADDITIONAL FAT DAY
0M-TMRAE170536 | KIT J-BUS/RS485 BALI
0M-TMRAE170538 | OPTION NMC/ETHERNET (YUPI)
0M-TMRAE66083 | REMOTE CNTL MODULE FOR UPS
0M-TMRAE66102 | NETWORK MANAGEMENT CARD
0M-TMRAL001 | MGE GALAXY 6-9000 PARALLEL CABLES 2 UPS
0M-TMRAL003 | MGE GALAXY 6-9000 PARALLEL CABLES 4 UPS
0M-TMRAL004 | MGE GALAXY 5000 2 PAR INTER CABLE KIT
0M-TMRAL005 | MGE GALAXY 5000 3 PAR INTER CABLE KIT
0M-TMRAL006 | MGE GALAXY 5000 4 PAR INTER CABLE KIT
UPS » MGE Battery Systems
BATT1250SON | BATT 12V 50AH A400 SONNENSCHEIN
BATT12HX105EN | Batt 12V 105AH Enersys HX
BATT12HX135EN | Batt 12V 135AH Enersys HX
BATT12HX150EN | Batt 12V 150AH Enersys HX
BATT12HX205EN | Batt 12V 205AH Enersys HX
BATT12HX300EN | Batt 12V 300AH Enersys HX
BATT12HX330EN | Batt 12V 330AH Enersys HX
BATT12HX380EN | Batt 12V 380AH Enersys HX
BATT12HX400EN | Batt 12V 400AH Enersys HX
BATT12HX500EN | Batt 12V 500AH Enersys HX
BATT12HX505EN | Batt 12V 505AH Enersys HX
BATT12HX540EN | Batt 12V 540AH Enersys HX
BATT12HX80EN | Batt 12V 80AH Enersys HX
BATT12V1575GNB | P12V1575 Exide 12V VRLA Battery
BATTEN100-6YU | EN100-6 Yuasa VRLA 2V Battery
BATTEN160-6YU | EN160-6 Yuasa VRLA 6V Battery
BATTEN320-2YU | EN320-2 Yuasa VRLA 6V Battery
BATTEN480-2YU | EN480-2 Yuasa VRLA 6V Battery
BATTEN80-6YU | EN80-6 Yuasa VRLA 2V Battery
BATTP12V1220GNB | P12V1220 Exide 12V VRLA Battery
BATTP12V2130GNB | P12V2130 Exide 12V VRLA Battery
BATTP12V600GNB | P12V600 Exide 12V VRLA Battery
BATTP12V875GNB | P12V875 Exide 12V VRLA Battery
BATTP6V1700GNB | P6V1700 Exide 6V VRLA Battery
BATTP6V2030GNB | P6V2030 Exide 6V VRLA Battery
BATTSWL1100YU | SWL1100 Yuasa VRLA 12V Battery
BATTSWL1800YU | SWL1800 Yuasa VRLA 12V Battery
BATTSWL18506YU | SWL1850-6 Yuasa VRLA 6V Battery
BATTSWL1850YU | SWL1850 Yuasa VRLA 12V Battery
BATTSWL2250YU | SWL2250 Yuasa VRLA 12V Battery
BATTSWL2300YU | SWL2300 Yuasa VRLA 12V Battery
BATTSWL2500YU | SWL2500 Yuasa VRLA 12V Battery
BATTSWL750YU | SWL750 Yuasa VRLA 12V Battery
BATTXP12V1800GNB | XP12V1800 Exide 12V VRLA Battery
BATTXP12V2500GNB | XP12V2500 Exide 12V VRLA Battery
BATTXP12V3000GNB | XP12V3000 Exide 12V VRLA Battery
BATTXP6V2800GNB | XP6V2800 Exide 6V VRLA Battery
R3EPGL41670GNB | 3N4R 1670mm Exide Battery Rack
R3EPGL41820GNB | 3N4R 1820mm Exide Battery Rack
R3EPGL41970GNB | 3N4R 1970mm Exide Battery Rack
R3EPGL42270GNB | 3N4R 2270mm Exide Battery Rack
R3EPGL42420GNB | 3N4R 2420mm Exide Battery Rack
R3EPGL42570GNB | 3N4R 2570mm Exide Battery Rack
R3EPGL43320GNB | 3N4R 3320mm Exide Battery Rack
R3EPGL43470GNB | 3N4R 3470mm Exide Battery Rack
R3EPGL43770GNB | 3N4R 3770mm Exide Battery Rack
R3EPGL43920GNB | 3N4R 3920mm Exide Battery Rack
R4EPGL41670GNB | 4N4R 1670mm Exide Battery Rack
R4EPGL41970GNB | 4N4R 1970mm Exide Battery Rack
R4EPGL42870GNB | 4N4R 2870mm Exide Battery Rack
R4EPGL43470GNB | 4N4R 3470mm Exide Battery Rack
R6EPGL43920GNB | 6N4R 3920mm Exide Battery Rack
UPS » MGE Galaxy
0C-TMRZFT001 | GAL 0-225 KVA /1 DAY STANDARD
0L1878 | LIT KIT CAT GALAXY 5000 ENGLISH
0M-G5TU40HB15 | MGE G5000 SINGLE 40KVA 400V T3 BACKUP IN
0M-G5TU60HB5 | MGE G5000 SINGLE 60KVA 400V T1 BACKUP IN
0M-G6TGOPT001 | JBUS EXTENSION CARD
0M-G6TGOPT004 | EXT. SYNCHRO BOARD FOR UNITARY UPS 500KVA
0M-G6TGOPT005 | EXTERNAL SYNCHRO BOARD FOR UNITARY UPS 600 KVA
0M-G6TGOPT007 | EXTERNAL SYNCHRO BOARD FOR MODULAR UNIT 500 KVA
0M-G6TGOPT008 | EXTERNAL SYNCHRO BOARD FOR UNITARY UPS 500 KVA WITH TWELVE PULSE BRIDGE
0M-G6TGOPT009 | EXTERNAL SYNCHRO BOARD FOR MODULAR UNIT 500 KVA WITH TWELVE PULSE BRIDGE
0M-G6TGOPT010 | LEADING LOAD FOR 250 KVA
0M-G6TGOPT011 | LEADING LOAD FOR 300 KVA
0M-G6TGOPT013 | LEADING LOAD FOR 450 KVA
0M-G6TGOPT017 | VISION GREATER THAN 500 KVA
0M-G6TGOPT018 | BOTTOM CONNECTION BELOW 450 KVA
0M-G6TGOPT019 | BOTTOM CONNECTION 450 KVA
0M-G6TGOPT020 | TOP CONNECTION
0M-G6TGOPT021 | UK TOP CONNECTION
0M-G6TGOPT022 | UK BOTTOM CONNECTION BELOW 450 KVA
0M-G6TGOPT023 | UK BOTTOM CONNECTION 450 KVA
0M-G6TGOPT024 | TNC UNITARY BELOW 500 KVA
0M-G6TGOPT026 | TNC UNITARY 500 KVA
0M-G6TGOPT028 | TWELVE-PULSE ADAPTATION FOR UPS 250-300 KVA
0M-G6TGOPT029 | TWELVE-PULSE WITH SINEWAVE ADAPTATION FOR UPS 250-300 KVA
0M-G6TGOPT030 | TWELVE-PULSE ADAPTATION FOR UPS 400 KVA
0M-G6TGOPT031 | TWELVE-PULSE WITH SINEWAVE ADAPTATION FOR UPS 400 KVA
0M-G6TGOPT034 | IP00 UPS
0M-G6TGOPT035 | TNC PARALLEL POWER EXT 600KVA
0M-G6TGOPT036 | 12P OPT UPS 300KVA UNITARY 380-400V
0M-G6TGOPT037 | 12P & SW UPS 300KVA UNITARY 380-400V
0M-G6TGOPT038 | 12P OPT UPS 250KVA UNITARY 415V
0M-G6TGOPT039 | 12P OPT UPS 300KVA UNITARY 415V
0M-G6TGOPT040 | 12P & SW UPS 250KVA UNITARY 415V
0M-G6TGOPT041 | 12P & SW UPS 300KVA UNITARY 415V
0M-G6TGOPT043 | 12P & SW UPS 400KVA UNITARY 415V
0M-G6TGOPT048 | 12P OPT UPS 250KVA PARALLEL 380-400V
0M-G6TGOPT049 | 12P OPT UPS 300KVA PARALLEL 380-400V
0M-G6TGOPT050 | 12P & SW UPS 250KVA PARALLEL 380-400V
0M-G6TGOPT051 | 12P & SW UPS 300KVA PARALLEL 380-400V
0M-G6TGOPT052 | 12P OPT UPS 250KVA PARALLEL 415V
0M-G6TGOPT053 | 12P OPT UPS 300KVA PARALLEL 415V
0M-G6TGOPT054 | 12P & SW UPS 250KVA PARALLEL 415V
0M-G6TGOPT055 | 12P & SW UPS 300KVA PARALLEL 415V
0M-G6TGOPT057 | 12P & SW UPS 400KVA PARALLEL 380-400V
0M-G6TGOPT058 | 12P OPT UPS 400KVA PARALLEL 415V
0M-G6TGOPT059 | 12P & SW UPS 400KVA PARALLEL 415V
0M-G6TGOPT066 | 12P OPT UPS 250KVA MODULAR 380-400V
0M-G6TGOPT068 | 12P & SW UPS 250KVA MODULAR 380-400V
0M-G6TGOPT069 | 12P & SW UPS 300KVA MODULAR 380-400V
0M-G6TGOPT070 | 12P OPT UPS 250KVA MODULAR 415V
0M-G6TGOPT071 | 12P OPT UPS 300KVA MODULAR 415V
0M-G6TGOPT072 | 12P & SW UPS 250KVA MODULAR 415V
0M-G6TGOPT073 | 12P & SW UPS 300KVA MODULAR 415V
0M-G6TGOPT074 | 12P OPT UPS 400KVA MODULAR 380-400V
0M-G6TGOPT076 | 12P OPT UPS 400KVA MODULAR 415V
0M-G6TGOPT077 | 12P & SW UPS 400KVA MODULAR 415V
0M-G6TM250Q | 250 KVA 380-400V INT PARALLEL UPS
0M-G6TM300Q | 300 KVA 380-400V INT PARALLEL UPS
0M-G6TM300R | 300 KVA 415V INT PARALLEL UPS
0M-G6TP160Q | 160 KVA 380-400V PARALLEL POWER EXTENSION
0M-G6TP160R | 160 KVA 415V PARALLEL POWER EXTENSION
0M-G6TP200Q | 200 KVA 380-400V PARALLEL POWER EXTENSION
0M-G6TP200R | 200 KVA 415V PARALLEL POWER EXTENSION
0M-G6TP250R | 250 KVA 415V PARALLEL POWER EXTENSION
0M-G6TP300Q | 300 KVA 380-400V PARALLEL POWER EXTENSION
0M-G6TP300R | 300 KVA 415V PARALLEL POWER EXTENSION
0M-G6TP400Q | 400 KVA 380-400V PARALLEL POWER EXTENSION
0M-G6TP400R | 400 KVA 415V PARALLEL POWER EXTENSION
0M-G6TU160Q | 160 KVA 380-400V UNITARY UPS
0M-G6TU160R | 160 KVA 415V UNITARY UPS
0M-G6TU200Q | 200 KVA 380-400V UNITARY UPS
0M-G6TU200R | 200 KVA 415V UNITARY UPS
0M-G6TU250Q | 250 KVA 380-400V UNITARY UPS
0M-G6TU250R | 250 KVA 415V UNITARY UPS
0M-G6TU300Q | 300 KVA 380-400V UNITARY UPS
0M-G6TU300R | 300 KVA 415V UNITARY UPS
0M-G6TU400Q | 400 KVA 380-400V UNITARY UPS
0M-G6TU400R | 400 KVA 415V UNITARY UPS
0M-G9TGOPT011 | 12P OPTION UPS 900KVA MODULAR 380-400V
0M-G9TGOPT013 | 12P OPTION UPS 900KVA MODULAR 415V
0M-G9TGOPT015 | 12P OPTION UPS 900KVA PARALLEL 380-400V
0M-G9TGOPT017 | 12P OPTION UPS 900KVA PARALLEL 415V
0M-TMRAB003 | TELEMONITOR BOX
0M-TMRAE001 | GTC LINK
0M-TMRAE002 | MEDIA CONTACT 15
0M-TMRAL002 | MGE GALAXY 6-9000 PARALLEL CABLES 3 UPS
0M-TMRAL009 | CURRENT EXCHANGE & BUSCAN CABLES L=10M
0M-TMRAL010 | CURRENT EXCHANGE & BUSCAN CABLES L=20M